## System_data
| Data | Description
S_base | 100 | Power base of the system [MVA]
Slack_bus | b35 | Slack bus for the simulation
N_freq | 60 | Nominal frequency of the system [Hz]
Min_freq_ss | 59.8 | Minimum frequency of the system in steady-state [Hz]
Max_D_freq | 0.5 | Maximun frequency desviation [Hz/s]
Min_freq_qss | 59.5 | Minimum frequency of the system in quasi-steady-state [Hz]
Min_freq | 59.4 | Minimum frequency of the system [Hz]
DB_freq | 0.02 | Dead band governos frequency [Hz]
D_demand_resp | 0.5 | Load Dammping support [%/Hz]
T_EFR | 1 | Maximum time of EFR response [s] (Complete power response)
T_RPF | 10 | Maximum time of RPF response [s] (Complete power response)
T_RSF | 30 | Maximum time of RSF response [s] (Complete power response)
Delta_EFR | 0.00862 | Time delta of post-contingency inertia response [h]
Delta_RPF | 0.00834 | Time delta of primary frequency response [h]
Delta_RSF | 0.5 | Time delta of second frequency response [h]

## Bus
Bus_index | Bus_name | vn_kv | Area_C | SubArea_C | lat | lon
b1 | Flores_220 | 220 | CARIBE | ATLANTIC | 11.0297 | -74.8072
b2 | Nva_Barranquilla_220 | 220 | CARIBE | ATLANTIC | 10.9926 | -74.8397
b3 | Sabanalarga_220 | 220 | CARIBE | ATLANTIC | 10.6489 | -74.9107
b4 | Sabanalarga_500 | 500 | CARIBE | ATLANTIC | 10.6489 | -74.9107
b5 | Tebsa_220 | 220 | CARIBE | ATLANTIC | 10.9439 | -74.7679
b6 | Caracoli_220 | 220 | CARIBE | ATLANTIC | 10.8892 | -74.829
b7 | Cuatricent_220 | 220 | VENEZUELA | CUATRIC | 10.6937 | -71.6525
b8 | Bosque_220 | 220 | CARIBE | BOLIVAR | 10.4095 | -75.5214
b9 | Bolivar_500 | 500 | CARIBE | BOLIVAR | 10.4465 | -75.3949
b10 | Bolivar_220 | 220 | CARIBE | BOLIVAR | 10.4465 | -75.3949
b11 | Cartagena_220 | 220 | CARIBE | BOLIVAR | 10.3568 | -75.5096
b12 | Ternera_220 | 220 | CARIBE | BOLIVAR | 10.3786 | -75.4622
b13 | Candelaria_220 | 220 | CARIBE | BOLIVAR | 10.361 | -75.486
b14 | San_Mateo_220 | 220 | VENEZUELA | COROZO | 7.8803 | -72.4857
b15 | Corozo_220 | 220 | VENEZUELA | COROZO | 8.2076 | -72.2651
b16 | Cerromatoso_500 | 500 | CARIBE | CERROMAT | 7.9394 | -75.4982
b17 | Bacata_220 | 220 | ORIENTAL | BOGOTA | 4.8007 | -74.1769
b18 | Bacata_500 | 500 | ORIENTAL | BOGOTA | 4.8007 | -74.1769
b19 | Circo_220 | 220 | ORIENTAL | BOGOTA | 4.5864 | -74.0626
b20 | Guaca_220 | 220 | ORIENTAL | BOGOTA | 4.5898 | -74.4595
b21 | Guavio_220 | 220 | ORIENTAL | BOGOTA | 4.7462 | -73.3503
b22 | Mesa_220 | 220 | ORIENTAL | BOGOTA | 4.6253 | -74.4802
b23 | Noroeste_220 | 220 | ORIENTAL | BOGOTA | 4.7719 | -74.1864
b24 | Paraiso_220 | 220 | ORIENTAL | BOGOTA | 4.5794 | -74.4015
b25 | Torca_220 | 220 | ORIENTAL | BOGOTA | 4.7787 | -74.0293
b26 | Tunal_220 | 220 | ORIENTAL | BOGOTA | 4.5742 | -74.1401
b27 | Chivor_220 | 220 | ORIENTAL | BOGOTA | 4.8844 | -73.232
b28 | Balsillas_220 | 220 | ORIENTAL | BOGOTA | 4.6848 | -74.2592
b29 | San_Mateo_EEB_220 | 220 | ORIENTAL | BOGOTA | 4.5777 | -74.2033
b30 | Nva_Esperanza_220 | 220 | ORIENTAL | BOGOTA | 4.573 | -74.2819
b31 | Nva_Esperanza_500 | 500 | ORIENTAL | BOGOTA | 4.573 | -74.2819
b32 | Enea_220 | 220 | SUROCCID | CQR | 5.0199 | -75.4575
b33 | San_Felipe_220 | 220 | SUROCCID | CQR | 5.1307 | -74.9031
b34 | Esmeralda_220 | 220 | SUROCCID | CQR | 5.0349 | -75.7359
b35 | La_Miel_220 | 220 | SUROCCID | CQR | 5.5716 | -74.8884
b36 | Virginia_220 | 220 | SUROCCID | CQR | 4.8518 | -75.8518
b37 | Virginia_500 | 500 | SUROCCID | CQR | 4.8518 | -75.8518
b38 | Hermosa_220 | 220 | SUROCCID | CQR | 4.8758 | -75.6304
b39 | Altamira_220 | 220 | SUROCCID | CAQUETA | 2.0696 | -75.7876
b40 | Jamondino_220 | 220 | SUROCCID | CAUCANAR | 1.2186 | -77.2528
b41 | S_Bernardino_220 | 220 | SUROCCID | CAUCANAR | 2.5889 | -76.6112
b42 | Tesalia_220 | 220 | SUROCCID | CAUCANAR | 2.5101 | -75.5659
b43 | Paez_220 | 220 | SUROCCID | CAUCANAR | 3.1842 | -76.3984
b44 | Betania_220 | 220 | SUROCCID | HUILATOL | 2.7168 | -75.441
b45 | Mirolindo(Ibague)_220 | 220 | SUROCCID | HUILATOL | 4.4034 | -75.1748
b46 | Tuluni_220 | 220 | SUROCCID | HUILATOL | 3.721 | -75.4748
b47 | Mocoa_220 | 220 | SUROCCID | PUTUMAYO | 1.1681 | -76.6617
b48 | Yumbo_220 | 220 | SUROCCID | VALLE | 3.5589 | -76.5005
b49 | San_Marcos_220 | 220 | SUROCCID | VALLE | 3.6047 | -76.4864
b50 | Juanchito_220 | 220 | SUROCCID | VALLE | 3.4426 | -76.4836
b51 | Alto_Anchya_220 | 220 | SUROCCID | VALLE | 3.5522 | -76.8659
b52 | Pance_220 | 220 | SUROCCID | VALLE | 3.3521 | -76.547
b53 | San_Marcos_500 | 500 | SUROCCID | VALLE | 3.6047 | -76.4864
b54 | Alferez_220 | 220 | SUROCCID | VALLE | 3.3357 | -76.5124
b55 | Cartago_220 | 220 | SUROCCID | VALLE | 4.7421 | -75.914
b56 | Salvajina_220 | 220 | SUROCCID | VALLE | 2.9432 | -76.7077
b57 | Copey_220 | 220 | CARIBE | GCM | 10.1586 | -73.942
b58 | Fundacion_220 | 220 | CARIBE | GCM | 10.5077 | -74.1747
b59 | Copey_500 | 500 | CARIBE | GCM | 10.1586 | -73.942
b60 | Cuestecita_220 | 220 | CARIBE | GCM | 11.1823 | -72.6108
b61 | Guajira_220 | 220 | CARIBE | GCM | 11.2621 | -73.4157
b62 | Santa_Marta_220 | 220 | CARIBE | GCM | 11.2179 | -74.1897
b63 | Valledupar_220 | 220 | CARIBE | GCM | 10.466 | -73.2839
b64 | Termocol_220 | 220 | CARIBE | GCM | 11.256 | -74.1093
b65 | R_Cordoba_220 | 220 | CARIBE | GCM | 11.0233 | -74.2064
b66 | Chinu_500 | 500 | CARIBE | CORDOSUC | 9.1188 | -75.4261
b67 | Urra_220 | 220 | CARIBE | CORDOSUC | 8.0183 | -76.2033
b68 | Cerromatoso_220 | 220 | CARIBE | CORDOSUC | 7.9394 | -75.4982
b69 | Uraba_220 | 220 | CARIBE | CORDOSUC | 8.0528 | -76.6539
b70 | Reforma_220 | 220 | ORIENTAL | META | 4.1803 | -73.706
b71 | Banadia_220 | 220 | NORDEST | ARAUCA | 6.9539 | -71.8726
b72 | C_Limon_220 | 220 | NORDEST | ARAUCA | 6.9512 | -71.1691
b73 | Samore_220 | 220 | NORDEST | ARAUCA | 7.0654 | -72.2302
b74 | Toledo_220 | 220 | NORDEST | ARAUCA | 7.3086 | -72.4826
b75 | Paipa_220 | 220 | NORDEST | BOYCASAN | 5.7683 | -73.1469
b76 | Sochagota_220 | 220 | NORDEST | BOYCASAN | 5.7375 | -73.1286
b77 | Ocaña_500 | 500 | NORDEST | NSANTAND | 8.219 | -73.3204
b78 | Cucuta(Belen)_220 | 220 | NORDEST | NSANTAND | 7.8798 | -72.5261
b79 | Ocaña_220 | 220 | NORDEST | NSANTAND | 8.219 | -73.3204
b80 | Tasajero_220 | 220 | NORDEST | NSANTAND | 7.8749 | -72.5663
b81 | Barranca_220 | 220 | NORDEST | SANTANDER | 7.0974 | -73.8955
b82 | Bmanga_220 | 220 | NORDEST | SANTANDER | 7.053 | -73.1124
b83 | Comuneros_220 | 220 | NORDEST | SANTANDER | 7.069 | -73.8148
b84 | Guatiguara_220 | 220 | NORDEST | SANTANDER | 6.9718 | -73.1032
b85 | CiraInfanta_220 | 220 | NORDEST | SANTANDER | 6.9446 | -73.7639
b86 | Sogamoso_500 | 500 | NORDEST | SANTANDER | 7.1014 | -73.4075
b87 | Sogamoso_220 | 220 | NORDEST | SANTANDER | 7.1014 | -73.4075
b88 | Palos_220 | 220 | NORDEST | SANTANDER | 7.1719 | -73.1314
b89 | Primavera_500 | 500 | ANTIOQUI | ANTIOQUI | 6.522 | -74.3528
b90 | Ancon_ISA_220 | 220 | ANTIOQUI | ANTIOQUI | 6.1477 | -75.6322
b91 | Guatape_220 | 220 | ANTIOQUI | ANTIOQUI | 6.2752 | -75.1017
b92 | La_Sierra_220 | 220 | ANTIOQUI | ANTIOQUI | 6.2368 | -74.5611
b93 | La_Tasajera_220 | 220 | ANTIOQUI | ANTIOQUI | 6.4129 | -75.4296
b94 | Occidente_220 | 220 | ANTIOQUI | ANTIOQUI | 6.3553 | -75.6054
b95 | Primavera_220 | 220 | NORDEST | SANTANDER | 6.522 | -74.3528
b96 | Purnio_220 | 220 | ANTIOQUI | ANTIOQUI | 5.4236 | -74.7181
b97 | San_Carlos_220 | 220 | ANTIOQUI | ANTIOQUI | 6.2121 | -74.8125
b98 | San_Carlos_500 | 500 | ANTIOQUI | ANTIOQUI | 6.2121 | -74.8125
b99 | Jaguas_220 | 220 | ANTIOQUI | ANTIOQUI | 6.3501 | -75.0044
b100 | Playas_220 | 220 | ANTIOQUI | ANTIOQUI | 6.26 | -74.9216
b101 | Barbosa_220 | 220 | ANTIOQUI | ANTIOQUI | 6.4421 | -75.3311
b102 | Guadalupe_220 | 220 | ANTIOQUI | ANTIOQUI | 6.8389 | -75.1942
b103 | Porce_220 | 220 | ANTIOQUI | ANTIOQUI | 6.8058 | -75.1492
b104 | Oriente_220 | 220 | ANTIOQUI | ANTIOQUI | 6.1608 | -75.3717
b105 | Ancon_EPM_220 | 220 | ANTIOQUI | ANTIOQUI | 6.1494 | -75.6362
b106 | Termo_Centro_220 | 220 | ANTIOQUI | ANTIOQUI | 6.4447 | -74.382
b107 | Bello_220 | 220 | ANTIOQUI | ANTIOQUI | 6.3383 | -75.538
b108 | Envigado_220 | 220 | ANTIOQUI | ANTIOQUI | 6.1755 | -75.5941
b109 | Miraflores_220 | 220 | ANTIOQUI | ANTIOQUI | 6.2309 | -75.5388
b110 | El_Salto_220 | 220 | ANTIOQUI | ANTIOQUI | 6.788 | -75.2321
b111 | Porce_III_500 | 500 | ANTIOQUI | ANTIOQUI | 6.8803 | -75.1796
b112 | Malena_220 | 220 | ANTIOQUI | ANTIOQUI | 6.4436 | -74.4877
b113 | Guayabal_220 | 220 | ANTIOQUI | ANTIOQUI | 6.2083 | -75.5804
b114 | Pomasqui_220 | 220 | ECUADOR220 | ECUADOR220 | -0.07229 | -78.4508
b115 | Drummond_220 | 220 | CARIBE | ATLANTIC | 11.0615 | -74.208
b116 | El_Rio_220 | 220 | CARIBE | ATLANTIC | 10.9841 | -74.7655
b117 | La_Loma_500 | 500 | CARIBE | GCM | 9.6023 | -73.6191
b118 | Chinu_220 | 220 | CARIBE | CORDOSUC | 9.1188 | -75.4261
b119 | Monteria_220 | 220 | CARIBE | CORDOSUC | 8.756 | -75.8572
b120 | San_Antonio_220 | 220 | NORDEST | BOYCASAN | 5.7587 | -72.8925

## Gen_Unit
Gen_index | Gen_Name | Bus_index | Fuel_type | Gen_type | P_nom | Min_on | Min_off | Ramp_up | Ramp_down | Inertia | Initial_operation_status | Initial_power | PFR_service | SFR_service | Available
2XXR | AGPE - ECOPETROL LA HORMIGA | b47 | GAS | TERMICA | 15 | 4 | 2 | 27 | 27 | 2.9135 | 0 | 0 | 0 | 0 | 1
3AL6 | AGPE ENTREPALMAS | b71 | BIOGAS | TERMICA | 15 | 4 | 2 | 27 | 27 | 2.9135 | 0 | 0 | 0 | 0 | 1
2ZJT | AGPE HOTEL HACIENDA CASONA DEL SALITRE | b120 | RAD SOLAR | SOLAR | 15 | 4 | 2 | 27 | 27 | 0 | 0 | 0 | 0 | 0 | 1
3AXV | AGPE INGENIO DE OCCIDENTE | b43 | BAGAZO | TERMICA | 15 | 0 | 0 | 100 | 100 | 2.9135 | 0 | 0 | 0 | 0 | 1
2YMA | AGPE NAFERTEX | b109 | RAD SOLAR | SOLAR | 19.9 | 0 | 0 | 1000 | 1000 | 0 | 0 | 0 | 0 | 0 | 1
2Z66 | AGPE SFV MCDONALDS SOLEDAD | b6 | RAD SOLAR | SOLAR | 19.9 | 0 | 0 | 1000 | 1000 | 0 | 0 | 0 | 0 | 0 | 1
2YQM | AGPE TECNOEMPAQUES DE OCCIDENTE | b50 | RAD SOLAR | SOLAR | 19.9 | 0 | 0 | 1000 | 1000 | 0 | 0 | 0 | 0 | 0 | 1
AFR1 | AGUA FRESCA | b105 | AGUA | HIDRAULICA | 7.29 | 0 | 0 | 1000 | 1000 | 0.8 | 0 | 0 | 0 | 0 | 1
ALBG | ALBAN | b51 | AGUA | HIDRAULICA | 450 | 0 | 0 | 1000 | 1000 | 3.85 | 0 | 0 | 1 | 1 | 1
2SDR | ALEJANDRÍA | b110 | AGUA | HIDRAULICA | 15 | 0 | 0 | 1000 | 1000 | 1.732 | 0 | 0 | 0 | 0 | 1
ALTG | ALTO TULUA | b49 | AGUA | HIDRAULICA | 19.9 | 0 | 0 | 1000 | 1000 | 2 | 0 | 0 | 0 | 0 | 1
AMA1 | AMAIME | b48 | AGUA | HIDRAULICA | 19.9 | 0 | 0 | 1000 | 1000 | 3 | 0 | 0 | 0 | 0 | 1
AMF1 | AMALFI | b110 | AGUA | HIDRAULICA | 0.81 | 0 | 0 | 1000 | 1000 | 2.9135 | 0 | 0 | 0 | 0 | 1
AMR1 | AMERICA | b94 | AGUA | HIDRAULICA | 0.41 | 0 | 0 | 1000 | 1000 | 2.9135 | 0 | 0 | 0 | 0 | 1
MOY1 | AMOYA LA ESPERANZA | b46 | AGUA | HIDRAULICA | 80 | 0 | 0 | 1000 | 1000 | 3 | 0 | 0 | 1 | 0 | 1
ASN1 | ASNAZU | b52 | AGUA | HIDRAULICA | 0.45 | 0 | 0 | 1000 | 1000 | 2.9135 | 0 | 0 | 0 | 0 | 1
2UX3 | AURES BAJO | b104 | AGUA | HIDRAULICA | 19.4 | 0 | 0 | 1000 | 1000 | 3 | 0 | 0 | 0 | 0 | 1
ARG1 | AUTOG ARGOS CARTAGENA | b11 | GAS | TERMICA | 9.9 | 4 | 2 | 18 | 18 | 2.9135 | 0 | 0 | 0 | 0 | 1
2S6U | AUTOG ARGOS EL CAIRO | b105 | AGUA | HIDRAULICA | 3.5 | 0 | 0 | 1000 | 1000 | 2.9135 | 0 | 0 | 0 | 0 | 1
2V25 | AUTOG ARGOS SOGAMOSO | b120 | CARBON | TERMICA | 5 | 8 | 8 | 10 | 10 | 2.9135 | 0 | 0 | 0 | 0 | 1
2S8G | AUTOG ARGOS TOLUVIEJO | b12 | CARBON | TERMICA | 15 | 8 | 8 | 7.4 | 7.4 | 2.9135 | 0 | 0 | 0 | 0 | 1
2S6S | AUTOG ARGOS YUMBO | b48 | CARBON | TERMICA | 10 | 8 | 8 | 20 | 20 | 3.84 | 0 | 0 | 0 | 0 | 1
AYR1 | AUTOG AYURA | b105 | AGUA | HIDRAULICA | 15 | 0 | 0 | 1000 | 1000 | 2.9135 | 0 | 0 | 0 | 0 | 1
2TYI | AUTOG CELSIA SOLAR YUMBO | b48 | RAD SOLAR | SOLAR | 9.8 | 0 | 0 | 1000 | 1000 | 0 | 0 | 0 | 0 | 0 | 1
CMN1 | AUTOG CEMENTOS DEL NARE | b100 | AGUA | HIDRAULICA | 15 | 0 | 0 | 1000 | 1000 | 2.9135 | 0 | 0 | 0 | 0 | 1
2V27 | AUTOG COCA-COLA FEMSA | b27 | GAS | TERMICA | 2.44 | 4 | 2 | 27 | 27 | 2.9135 | 0 | 0 | 0 | 0 | 1
2YB9 | AUTOG ECOPETROL ORITO | b83 | GAS | TERMICA | 15 | 4 | 2 | 27 | 27 | 2.9135 | 0 | 0 | 0 | 0 | 1
2YQO | AUTOG FERTICOL | b81 | GAS | TERMICA | 15 | 4 | 2 | 18 | 18 | 2.9135 | 0 | 0 | 0 | 0 | 1
3C3X | AUTOG INGENIO MARIA LUISA | b2 | BAGAZO | TERMICA | 15 | 0 | 0 | 100 | 100 | 2.9135 | 0 | 0 | 0 | 0 | 1
3ADA | AUTOG PTAR BELLO | b107 | BIOGAS | TERMICA | 15 | 0 | 0 | 100 | 100 | 2.9135 | 0 | 0 | 0 | 0 | 1
2S8I | AUTOG REFICAR | b13 | GAS | TERMICA | 9.9 | 4 | 2 | 18 | 18 | 2.9135 | 0 | 0 | 0 | 0 | 1
3C4V | AUTOG TERMOTAME | b2 | GAS | TERMICA | 15 | 4 | 2 | 27 | 27 | 2.9135 | 0 | 0 | 0 | 0 | 1
2YWY | AUTOG TURGAS | b45 | GAS | TERMICA | 15 | 4 | 2 | 27 | 27 | 2.9135 | 0 | 0 | 0 | 0 | 1
2S6Q | AUTOG YAGUARITO | b70 | BIOGAS | TERMICA | 15 | 0 | 0 | 100 | 100 | 2.9135 | 0 | 0 | 0 | 0 | 1
2QV2 | BAJO TULUA | b49 | AGUA | HIDRAULICA | 20 | 0 | 0 | 1000 | 1000 | 2 | 0 | 0 | 0 | 0 | 1
TBQ3 | BARRANQUILLA 3 | b5 | GAS | TERMICA | 64 | 4 | 2 | 7 | 7 | 2.89 | 0 | 0 | 1 | 0 | 1
TBQ4 | BARRANQUILLA 4 | b5 | GAS | TERMICA | 63 | 4 | 2 | 5 | 5 | 2.93 | 0 | 0 | 1 | 0 | 1
BAR1 | BARROSO | b105 | AGUA | HIDRAULICA | 19.9 | 0 | 0 | 1000 | 1000 | 1.6 | 0 | 0 | 0 | 0 | 1
BYN1 | BAYONA | b38 | AGUA | HIDRAULICA | 0.6 | 0 | 0 | 1000 | 1000 | 2.9135 | 0 | 0 | 0 | 0 | 1
BLL3 | BELLO | b107 | AGUA | HIDRAULICA | 0.35 | 0 | 0 | 1000 | 1000 | 2.9135 | 0 | 0 | 0 | 0 | 1
BLM1 | BELMONTE | b38 | AGUA | HIDRAULICA | 3.4 | 0 | 0 | 1000 | 1000 | 2.9135 | 0 | 0 | 0 | 0 | 1
CHBG | BETANIA | b44 | AGUA | HIDRAULICA | 507 | 0 | 0 | 1000 | 1000 | 4.33 | 0 | 0 | 1 | 0 | 1
2SXQ | BIOENERGY | b70 | BAGAZO | COGENERADOR | 19.9 | 0 | 0 | 1000 | 1000 | 2.9135 | 0 | 0 | 0 | 0 | 1
CLDR | CALDERAS | b91 | AGUA | HIDRAULICA | 19.9 | 0 | 0 | 1000 | 1000 | 2.1155 | 0 | 0 | 0 | 0 | 1
CLMG | CALIMA | b53 | AGUA | HIDRAULICA | 132 | 0 | 0 | 1000 | 1000 | 2.865 | 0 | 0 | 1 | 1 | 1
CPT1 | CAMPESTRE (CALARCA) | b38 | AGUA | HIDRAULICA | 0.7 | 0 | 0 | 1000 | 1000 | 2.9135 | 0 | 0 | 0 | 0 | 1
CMP2 | CAMPESTRE (EPM) | b113 | AGUA | HIDRAULICA | 0.87 | 0 | 0 | 1000 | 1000 | 2.9135 | 0 | 0 | 0 | 0 | 1
2T7D | CANTAYUS | b110 | AGUA | HIDRAULICA | 4.32 | 0 | 0 | 1000 | 1000 | 1.1 | 0 | 0 | 0 | 0 | 1
CRC1 | CARACOLI | b112 | AGUA | HIDRAULICA | 2.6 | 0 | 0 | 1000 | 1000 | 2.9135 | 0 | 0 | 0 | 0 | 1
CLL1 | CARLOS LLERAS | b101 | AGUA | HIDRAULICA | 79.4 | 0 | 0 | 1000 | 1000 | 4.6 | 0 | 0 | 1 | 0 | 1
CTG1 | CARTAGENA 1 | b11 | COMBUSTOLEO | TERMICA | 61 | 0 | 0 | 31 | 38 | 3.932 | 0 | 0 | 1 | 0 | 1
CTG2 | CARTAGENA 2 | b11 | COMBUSTOLEO | TERMICA | 61 | 0 | 0 | 31 | 38 | 3.932 | 0 | 0 | 1 | 0 | 1
CTG3 | CARTAGENA 3 | b11 | COMBUSTOLEO | TERMICA | 66 | 0 | 0 | 31 | 38 | 1.8355 | 0 | 0 | 1 | 0 | 1
GCA1 | CARUQUIA | b107 | AGUA | HIDRAULICA | 9.5 | 0 | 0 | 1000 | 1000 | 1.875 | 0 | 0 | 0 | 0 | 1
CSC1 | CASCADA | b110 | AGUA | HIDRAULICA | 2.3 | 0 | 0 | 1000 | 1000 | 2.9135 | 0 | 0 | 0 | 0 | 1
3AQP | CAUYA | b34 | AGUA | HIDRAULICA | 15 | 0 | 0 | 1000 | 1000 | 2.9135 | 0 | 0 | 0 | 0 | 1
2VJS | CELSIA SOLAR BOLIVAR | b10 | RAD SOLAR | SOLAR | 8.06 | 0 | 0 | 1000 | 1000 | 0 | 0 | 0 | 0 | 0 | 1
3ACC | CELSIA SOLAR CARMELO | b50 | RAD SOLAR | SOLAR | 9.9 | 0 | 0 | 1000 | 1000 | 0 | 0 | 0 | 0 | 0 | 1
2ZHY | CELSIA SOLAR ESPINAL | b20 | RAD SOLAR | SOLAR | 20 | 0 | 0 | 1000 | 1000 | 0 | 0 | 0 | 0 | 0 | 1
3BZB | CELSIA SOLAR LA PAILA | b48 | RAD SOLAR | SOLAR | 9.9 | 0 | 0 | 1000 | 1000 | 0 | 0 | 0 | 0 | 0 | 1
CAS1 | CENTRAL CASTILLA 1 | b50 | BAGAZO | COGENERADOR | 3 | 0 | 0 | 1000 | 1000 | 2.9135 | 0 | 0 | 0 | 0 | 1
CQT1 | CHARQUITO | b30 | AGUA | HIDRAULICA | 19.4 | 0 | 0 | 1000 | 1000 | 3.66 | 0 | 0 | 0 | 0 | 1
CHVR | CHIVOR | b27 | AGUA | HIDRAULICA | 1000 | 0 | 0 | 1000 | 1000 | 4.89 | 0 | 0 | 1 | 1 | 1
CCN1 | COCONUCO | b41 | AGUA | HIDRAULICA | 4.5 | 0 | 0 | 1000 | 1000 | 2.9135 | 0 | 0 | 0 | 0 | 1
COE1 | COELLO | b45 | AGUA | HIDRAULICA | 1.2 | 0 | 0 | 1000 | 1000 | 2.9135 | 0 | 0 | 0 | 0 | 1
2UP2 | COGENERADOR MANUELITA 2 | b48 | BAGAZO | COGENERADOR | 15.5 | 0 | 0 | 1000 | 1000 | 2.9135 | 0 | 0 | 0 | 0 | 1
PNC1 | COGENERADOR PROENCA | b43 | BAGAZO | COGENERADOR | 19.9 | 0 | 0 | 1000 | 1000 | 2.9135 | 0 | 0 | 0 | 0 | 1
CUC1 | CUCUANA | b45 | AGUA | HIDRAULICA | 56 | 0 | 0 | 1000 | 1000 | 1.78 | 0 | 0 | 1 | 0 | 1
CUR1 | CURRUCUCUES | b45 | AGUA | HIDRAULICA | 1.25 | 0 | 0 | 1000 | 1000 | 2.9135 | 0 | 0 | 0 | 0 | 1
DVS1 | DARIO VALENCIA SAMPER | b20 | AGUA | HIDRAULICA | 150 | 0 | 0 | 1000 | 1000 | 3.17 | 0 | 0 | 1 | 0 | 1
2S8S | DOÑA JUANA | b19 | BIOGAS | TERMICA | 11.58 | 0 | 0 | 100 | 100 | 2.9135 | 0 | 0 | 0 | 0 | 1
BSQ1 | EL BOSQUE | b38 | AGUA | HIDRAULICA | 2.4 | 0 | 0 | 1000 | 1000 | 4.88 | 0 | 0 | 0 | 0 | 1
2S9L | EL COCUYO | b55 | AGUA | HIDRAULICA | 0.7 | 0 | 0 | 1000 | 1000 | 2.9135 | 0 | 0 | 0 | 0 | 1
2SW1 | EL EDÉN | b33 | AGUA | HIDRAULICA | 19.9 | 0 | 0 | 1000 | 1000 | 2.9135 | 0 | 0 | 0 | 0 | 1
LMR1 | EL LIMONAR | b31 | AGUA | HIDRAULICA | 18 | 0 | 0 | 1000 | 1000 | 3.2655 | 0 | 0 | 0 | 0 | 1
2T1L | EL MOLINO | b91 | AGUA | HIDRAULICA | 19.9 | 0 | 0 | 1000 | 1000 | 2.2 | 0 | 0 | 0 | 0 | 1
EPFV | EL PASO | b117 | RAD SOLAR | SOLAR | 70 | 0 | 0 | 1000 | 1000 | 0 | 0 | 0 | 1 | 0 | 1
2QBW | EL POPAL | b91 | AGUA | HIDRAULICA | 19.9 | 0 | 0 | 1000 | 1000 | 3.31 | 0 | 0 | 0 | 0 | 1
QUI1 | EL QUIMBO | b42 | AGUA | HIDRAULICA | 396 | 0 | 0 | 1000 | 1000 | 3.944 | 0 | 0 | 1 | 0 | 1
HMIN | ESCUELA DE MINAS | b104 | AGUA | HIDRAULICA | 55 | 0 | 0 | 1000 | 1000 | 3.232 | 0 | 0 | 1 | 0 | 1
ESMR | ESMERALDA | b34 | AGUA | HIDRAULICA | 30 | 0 | 0 | 1000 | 1000 | 4.25 | 0 | 0 | 1 | 0 | 1
TFL4 | FLORES 4 CC | b1 | GAS | TERMICA | 450 | 4 | 2 | 30 | 30 | 5.44 | 0 | 0 | 1 | 0 | 1
TFL1 | FLORES I CC | b1 | GAS | TERMICA | 160 | 4 | 2 | 28 | 14 | 5.35 | 0 | 0 | 1 | 0 | 1
FLRD | FLORIDA | b41 | AGUA | HIDRAULICA | 19.9 | 0 | 0 | 1000 | 1000 | 3.63 | 0 | 0 | 0 | 0 | 1
APHA | FUTURA - PARQUE ALPHA | b60 | VIENTO | EOLICA | 19.9 | 0 | 0 | 1000 | 1000 | 2.9135 | 0 | 0 | 1 | 0 | 1
BETA | FUTURA - PARQUE BETA | b60 | VIENTO | EOLICA | 19.9 | 0 | 0 | 1000 | 1000 | 2.9135 | 0 | 0 | 1 | 0 | 1
GEC3 | GECELCA 3 | b68 | CARBON | TERMICA | 164 | 8 | 8 | 27 | 30 | 5.33 | 0 | 0 | 1 | 0 | 1
GE32 | GECELCA 32 | b16 | CARBON | TERMICA | 273 | 8 | 8 | 27 | 30 | 8.4 | 0 | 0 | 1 | 0 | 1
3B4L | GRANJA SOLAR BELMONTE | b38 | RAD SOLAR | SOLAR | 19.9 | 0 | 0 | 1000 | 1000 | 0 | 0 | 0 | 0 | 0 | 1
GCC1 | GUACAICA | b32 | AGUA | HIDRAULICA | 0.86 | 0 | 0 | 1000 | 1000 | 2.9135 | 0 | 0 | 0 | 0 | 1
TGJ1 | GUAJIRA 1 | b61 | CARBON | TERMICA | 143 | 8 | 8 | 57 | 57 | 3.34 | 0 | 0 | 1 | 0 | 1
TGJ2 | GUAJIRA 2 | b61 | CARBON | TERMICA | 143 | 8 | 8 | 57 | 57 | 3.36 | 0 | 0 | 1 | 0 | 1
GQA1 | GUANAQUITAS | b107 | AGUA | HIDRAULICA | 9.5 | 0 | 0 | 1000 | 1000 | 1.875 | 0 | 0 | 0 | 0 | 1
GTPE | GUATAPE | b91 | AGUA | HIDRAULICA | 560 | 0 | 0 | 1000 | 1000 | 3.77 | 0 | 0 | 1 | 1 | 1
GTRG | GUATRON | b110 | AGUA | HIDRAULICA | 602 | 0 | 0 | 1000 | 1000 | 3.68 | 0 | 0 | 1 | 0 | 1
GVIO | GUAVIO | b21 | AGUA | HIDRAULICA | 1250 | 0 | 0 | 1000 | 1000 | 4.35 | 0 | 0 | 1 | 0 | 1
2S8N | GUAVIO MENOR | b21 | AGUA | HIDRAULICA | 9.9 | 0 | 0 | 1000 | 1000 | 11.9 | 0 | 0 | 0 | 0 | 1
2YNA | HIDROBARRANCAS | b94 | AGUA | HIDRAULICA | 4.7 | 0 | 0 | 1000 | 1000 | 2.9135 | 0 | 0 | 0 | 0 | 1
HMO1 | HIDROMONTAÑITAS | b107 | AGUA | HIDRAULICA | 19.9 | 0 | 0 | 1000 | 1000 | 5 | 0 | 0 | 0 | 0 | 1
INC1 | INCAUCA 1 | b43 | BAGAZO | COGENERADOR | 70 | 0 | 0 | 1000 | 1000 | 7.77 | 0 | 0 | 0 | 0 | 1
ILC1 | INGENIO LA CARMELITA | b49 | BAGAZO | COGENERADOR | 15 | 0 | 0 | 1000 | 1000 | 2.9135 | 0 | 0 | 0 | 0 | 1
PIC1 | INGENIO PICHICHI 1 | b49 | BAGAZO | COGENERADOR | 15 | 0 | 0 | 1000 | 1000 | 2.9135 | 0 | 0 | 0 | 0 | 1
CIP1 | INGENIO PROVIDENCIA 2 | b16 | BAGAZO | COGENERADOR | 19.9 | 0 | 0 | 1000 | 1000 | 3.5 | 0 | 0 | 0 | 0 | 1
RPL1 | INGENIO RIOPAILA 1 | b55 | BAGAZO | COGENERADOR | 16 | 0 | 0 | 1000 | 1000 | 2.135 | 0 | 0 | 0 | 0 | 1
IRG1 | INGENIO RISARALDA 1 | b34 | BAGAZO | COGENERADOR | 17 | 0 | 0 | 1000 | 1000 | 3 | 0 | 0 | 0 | 0 | 1
CIS1 | INGENIO SAN CARLOS 1 | b49 | BAGAZO | COGENERADOR | 2 | 0 | 0 | 1000 | 1000 | 3 | 0 | 0 | 0 | 0 | 1
INS1 | INSULA | b34 | AGUA | HIDRAULICA | 19 | 0 | 0 | 1000 | 1000 | 3.715 | 0 | 0 | 0 | 0 | 1
INT1 | INTERMEDIA | b32 | AGUA | HIDRAULICA | 0.96 | 0 | 0 | 1000 | 1000 | 2.9135 | 0 | 0 | 0 | 0 | 1
INZ1 | INZA | b44 | AGUA | HIDRAULICA | 0.75 | 0 | 0 | 1000 | 1000 | 2.9135 | 0 | 0 | 0 | 0 | 1
IQU1 | IQUIRA I | b44 | AGUA | HIDRAULICA | 4.32 | 0 | 0 | 1000 | 1000 | 2.9135 | 0 | 0 | 0 | 0 | 1
IQU2 | IQUIRA II | b44 | AGUA | HIDRAULICA | 5.4 | 0 | 0 | 1000 | 1000 | 2.9135 | 0 | 0 | 0 | 0 | 1
PES1 | ITUANGO | b107 | AGUA | HIDRAULICA | 2400 | 0 | 0 | 1000 | 1000 | 6 | 0 | 0 | 1 | 0 | 1
JAGS | JAGUAS | b99 | AGUA | HIDRAULICA | 170 | 0 | 0 | 1000 | 1000 | 3.141 | 0 | 0 | 1 | 1 | 1
JPR1 | JEPIRACHI 1 - 15 | b60 | VIENTO | EOLICA | 18.42 | 0 | 0 | 1000 | 1000 | 2.9135 | 0 | 0 | 0 | 0 | 1
2V5G | JUAN GARCIA | b94 | AGUA | HIDRAULICA | 4.52 | 0 | 0 | 1000 | 1000 | 0.28 | 0 | 0 | 0 | 0 | 1
JBV1 | JULIO BRAVO | b40 | AGUA | HIDRAULICA | 1.5 | 0 | 0 | 1000 | 1000 | 2.9135 | 0 | 0 | 0 | 0 | 1
ABJ1 | LA CASCADA ( ABEJORRAL) | b104 | AGUA | HIDRAULICA | 3 | 0 | 0 | 1000 | 1000 | 3.79 | 0 | 0 | 0 | 0 | 1
LCS1 | LA CASCADA (ANTIOQUIA) | b84 | AGUA | HIDRAULICA | 3 | 0 | 0 | 1000 | 1000 | 2.9135 | 0 | 0 | 0 | 0 | 1
2S78 | LA FRISOLERA | b34 | AGUA | HIDRAULICA | 0.468 | 0 | 0 | 1000 | 1000 | 7 | 0 | 0 | 0 | 0 | 1
HRD1 | LA HERRADURA | b94 | AGUA | HIDRAULICA | 20 | 0 | 0 | 1000 | 1000 | 3.095 | 0 | 0 | 0 | 0 | 1
NAV1 | LA NAVETA | b20 | AGUA | HIDRAULICA | 4.8 | 0 | 0 | 1000 | 1000 | 2.9135 | 0 | 0 | 0 | 0 | 1
PTA1 | LA PITA | b44 | AGUA | HIDRAULICA | 1.42 | 0 | 0 | 1000 | 1000 | 2.9135 | 0 | 0 | 0 | 0 | 1
2QRL | LA REBUSCA | b110 | AGUA | HIDRAULICA | 0.7 | 0 | 0 | 1000 | 1000 | 2.9135 | 0 | 0 | 0 | 0 | 1
LTSJ | LA TASAJERA | b93 | AGUA | HIDRAULICA | 306 | 0 | 0 | 1000 | 1000 | 3.5655 | 0 | 0 | 1 | 1 | 1
VLT1 | LA VUELTA | b94 | AGUA | HIDRAULICA | 11.6 | 0 | 0 | 1000 | 1000 | 3.095 | 0 | 0 | 0 | 0 | 1
2R22 | LAGUNETA | b30 | AGUA | HIDRAULICA | 18 | 0 | 0 | 1000 | 1000 | 3.2655 | 0 | 0 | 0 | 0 | 1
2U1G | LAS PALMAS | b107 | AGUA | HIDRAULICA | 2.8 | 0 | 0 | 1000 | 1000 | 3 | 0 | 0 | 0 | 0 | 1
2TUT | LUZMA I | b110 | AGUA | HIDRAULICA | 19.6 | 0 | 0 | 1000 | 1000 | 3.185 | 0 | 0 | 0 | 0 | 1
2TUV | LUZMA II | b110 | AGUA | HIDRAULICA | 19.6 | 0 | 0 | 1000 | 1000 | 3.2 | 0 | 0 | 0 | 0 | 1
2SS2 | MAGALLO | b105 | AGUA | HIDRAULICA | 5.7 | 0 | 0 | 1000 | 1000 | 0.87 | 0 | 0 | 0 | 0 | 1
MNT1 | MANANTIALES | b94 | AGUA | HIDRAULICA | 3.15 | 0 | 0 | 1000 | 1000 | 2.9135 | 0 | 0 | 0 | 0 | 1
CGM1 | MAYAGUEZ 1 | b50 | BAGAZO | COGENERADOR | 19.9 | 0 | 0 | 1000 | 1000 | 2.9135 | 0 | 0 | 0 | 0 | 1
MRL1 | MERILECTRICA 1 | b83 | GAS | TERMICA | 167 | 4 | 2 | 42 | 42 | 5.23 | 0 | 0 | 1 | 0 | 1
HMLG | MIEL I | b35 | AGUA | HIDRAULICA | 396 | 0 | 0 | 1000 | 1000 | 5.389 | 0 | 0 | 1 | 1 | 1
MIR1 | MIROLINDO | b45 | AGUA | HIDRAULICA | 3.75 | 0 | 0 | 1000 | 1000 | 2.9135 | 0 | 0 | 0 | 0 | 1
MND1 | MONDOMO | b43 | AGUA | HIDRAULICA | 0.75 | 0 | 0 | 1000 | 1000 | 2.9135 | 0 | 0 | 0 | 0 | 1
2SI1 | MORRO AZUL | b34 | AGUA | HIDRAULICA | 19.9 | 0 | 0 | 1000 | 1000 | 9.34 | 0 | 0 | 0 | 0 | 1
2WC5 | MULATOS II | b105 | AGUA | HIDRAULICA | 7.34 | 0 | 0 | 1000 | 1000 | 2.9135 | 0 | 0 | 0 | 0 | 1
MNC1 | MUNICIPAL | b32 | AGUA | HIDRAULICA | 1.4 | 0 | 0 | 1000 | 1000 | 2.9135 | 0 | 0 | 0 | 0 | 1
NIM1 | NIMA | b48 | AGUA | HIDRAULICA | 6.7 | 0 | 0 | 1000 | 1000 | 2.9135 | 0 | 0 | 0 | 0 | 1
NQU1 | NIQUIA | b107 | AGUA | HIDRAULICA | 19 | 0 | 0 | 1000 | 1000 | 2.9135 | 0 | 0 | 0 | 0 | 1
LBR1 | NUEVO LIBARE | b38 | AGUA | HIDRAULICA | 5.1 | 0 | 0 | 1000 | 1000 | 2.9135 | 0 | 0 | 0 | 0 | 1
NTB1 | NUTIBARA | b94 | AGUA | HIDRAULICA | 0.75 | 0 | 0 | 1000 | 1000 | 2.9135 | 0 | 0 | 0 | 0 | 1
OVJ1 | OVEJAS | b52 | AGUA | HIDRAULICA | 0.82 | 0 | 0 | 1000 | 1000 | 2.9135 | 0 | 0 | 0 | 0 | 1
PGUG | PAGUA | b20 | AGUA | HIDRAULICA | 600 | 0 | 0 | 1000 | 1000 | 4.9714 | 0 | 0 | 1 | 0 | 1
PPA1 | PAIPA 1 | b75 | CARBON | TERMICA | 36 | 8 | 8 | 18 | 12 | 1.03 | 0 | 0 | 1 | 0 | 1
PPA2 | PAIPA 2 | b75 | CARBON | TERMICA | 72 | 8 | 8 | 18 | 12 | 3.9424 | 0 | 0 | 1 | 0 | 1
PPA3 | PAIPA 3 | b75 | CARBON | TERMICA | 70 | 8 | 8 | 18 | 12 | 3.3078 | 0 | 0 | 1 | 0 | 1
PPA4 | PAIPA 4 | b75 | CARBON | TERMICA | 154 | 8 | 8 | 50 | 37 | 4.04 | 0 | 0 | 1 | 0 | 1
PJR1 | PAJARITO | b110 | AGUA | HIDRAULICA | 13.2 | 0 | 0 | 1000 | 1000 | 2.91 | 0 | 0 | 0 | 0 | 1
PLM1 | PALMAS SAN GIL | b88 | AGUA | HIDRAULICA | 15 | 0 | 0 | 1000 | 1000 | 2.9135 | 0 | 0 | 0 | 0 | 1
PPN1 | PAPELES NACIONALES | b55 | GAS | COGENERADOR | 15 | 0 | 0 | 1000 | 1000 | 2.9135 | 0 | 0 | 0 | 0 | 1
PST1 | PASTALES | b45 | AGUA | HIDRAULICA | 0.7 | 0 | 0 | 1000 | 1000 | 2.9135 | 0 | 0 | 0 | 0 | 1
PTC1 | PATICO - LA CABRERA | b41 | AGUA | HIDRAULICA | 17.38 | 0 | 0 | 1000 | 1000 | 2.9135 | 0 | 0 | 0 | 0 | 1
2YIR | PCH LA LIBERTAD | b75 | AGUA | HIDRAULICA | 1.2 | 0 | 0 | 1000 | 1000 | 2.9135 | 0 | 0 | 0 | 0 | 1
3A44 | PLANTA SOLAR BAYUNCA I | b10 | RAD SOLAR | SOLAR | 3 | 0 | 0 | 1000 | 1000 | 0 | 0 | 0 | 0 | 0 | 1
PLYS | PLAYAS | b100 | AGUA | HIDRAULICA | 207 | 0 | 0 | 1000 | 1000 | 3.2 | 0 | 0 | 1 | 0 | 1
3AFQ | POCUNE | b81 | AGUA | HIDRAULICA | 1 | 0 | 0 | 1000 | 1000 | 2.9135 | 0 | 0 | 0 | 0 | 1
PRC2 | PORCE II | b103 | AGUA | HIDRAULICA | 405 | 0 | 0 | 1000 | 1000 | 5.066 | 0 | 0 | 1 | 0 | 1
PRC3 | PORCE III | b111 | AGUA | HIDRAULICA | 730 | 0 | 0 | 1000 | 1000 | 4.4 | 0 | 0 | 1 | 1 | 1
2S8U | PORCE III MENOR | b102 | AGUA | HIDRAULICA | 1.8 | 0 | 0 | 1000 | 1000 | 2.9135 | 0 | 0 | 0 | 0 | 1
PRDO | PRADO | b46 | AGUA | HIDRAULICA | 51 | 0 | 0 | 1000 | 1000 | 4.811 | 0 | 0 | 1 | 0 | 1
PRD4 | PRADO IV | b46 | AGUA | HIDRAULICA | 5 | 0 | 0 | 1000 | 1000 | 4.881 | 0 | 0 | 0 | 0 | 1
PRG1 | PROELECTRICA 1 | b11 | GAS | TERMICA | 45 | 4 | 2 | 11 | 3 | 1.4 | 0 | 0 | 1 | 0 | 1
PRG2 | PROELECTRICA 2 | b11 | GAS | TERMICA | 45 | 4 | 2 | 11 | 3 | 1.4 | 0 | 0 | 1 | 0 | 1
2U5P | PROENCA II | b43 | CARBON | TERMICA | 17 | 8 | 8 | 34 | 34 | 1.47 | 0 | 0 | 0 | 0 | 1
PRV1 | PROVIDENCIA | b48 | AGUA | HIDRAULICA | 4.9 | 0 | 0 | 1000 | 1000 | 2.9135 | 0 | 0 | 0 | 0 | 1
PTR1 | PTAR 1 | b107 | GAS | TERMICA | 15 | 4 | 2 | 27 | 27 | 2.9135 | 0 | 0 | 0 | 0 | 1
PTG1 | PUENTE GUILLERMO | b75 | AGUA | HIDRAULICA | 1 | 0 | 0 | 1000 | 1000 | 2.9135 | 0 | 0 | 0 | 0 | 1
PMR1 | REMEDIOS | b110 | AGUA | HIDRAULICA | 0.75 | 0 | 0 | 1000 | 1000 | 2.9135 | 0 | 0 | 0 | 0 | 1
RBB1 | RIO BOBO | b40 | AGUA | HIDRAULICA | 4 | 0 | 0 | 1000 | 1000 | 2.9135 | 0 | 0 | 0 | 0 | 1
RCL1 | RIO CALI | b52 | AGUA | HIDRAULICA | 1.8 | 0 | 0 | 1000 | 1000 | 2.9135 | 0 | 0 | 0 | 0 | 1
RFR1 | RIO FRIO I | b49 | AGUA | HIDRAULICA | 2.67 | 0 | 0 | 1000 | 1000 | 2.9135 | 0 | 0 | 0 | 0 | 1
RFR2 | RIO FRIO II | b53 | AGUA | HIDRAULICA | 10 | 0 | 0 | 1000 | 1000 | 5 | 0 | 0 | 0 | 0 | 1
RGR1 | RIO GRANDE | b107 | AGUA | HIDRAULICA | 9 | 0 | 0 | 1000 | 1000 | 2.8 | 0 | 0 | 0 | 0 | 1
RMYO | RIO MAYO | b40 | AGUA | HIDRAULICA | 19.8 | 0 | 0 | 1000 | 1000 | 3.6731 | 0 | 0 | 0 | 0 | 1
LPLO | RIO PALO | b43 | AGUA | HIDRAULICA | 1.44 | 0 | 0 | 1000 | 1000 | 2.9135 | 0 | 0 | 0 | 0 | 1
RPD1 | RIO PIEDRAS | b105 | AGUA | HIDRAULICA | 19.9 | 0 | 0 | 1000 | 1000 | 5 | 0 | 0 | 0 | 0 | 1
RCIO | RIO RECIO | b45 | AGUA | HIDRAULICA | 0.3 | 0 | 0 | 1000 | 1000 | 2.9135 | 0 | 0 | 0 | 0 | 1
SPY1 | RIO SAPUYES | b40 | AGUA | HIDRAULICA | 1.65 | 0 | 0 | 1000 | 1000 | 2.9135 | 0 | 0 | 0 | 0 | 1
TMS1 | RIOFRIO (TAMESIS) | b105 | AGUA | HIDRAULICA | 1 | 0 | 0 | 1000 | 1000 | 2.9135 | 0 | 0 | 0 | 0 | 1
RGRN | RIOGRANDE I | b107 | AGUA | HIDRAULICA | 19 | 0 | 0 | 1000 | 1000 | 4.3287 | 0 | 0 | 0 | 0 | 1
RNG1 | RIONEGRO | b96 | AGUA | HIDRAULICA | 9.6 | 0 | 0 | 1000 | 1000 | 2.9135 | 0 | 0 | 0 | 0 | 1
RMR1 | RUMOR | b49 | AGUA | HIDRAULICA | 2.5 | 0 | 0 | 1000 | 1000 | 2.9135 | 0 | 0 | 0 | 0 | 1
SJN1 | SAJANDI | b41 | AGUA | HIDRAULICA | 3.2 | 0 | 0 | 1000 | 1000 | 2.9135 | 0 | 0 | 0 | 0 | 1
2QEK | SALTO II | b30 | AGUA | HIDRAULICA | 35 | 0 | 0 | 1000 | 1000 | 2.261 | 0 | 0 | 1 | 0 | 1
SLVJ | SALVAJINA | b56 | AGUA | HIDRAULICA | 315 | 0 | 0 | 1000 | 1000 | 3.8305 | 0 | 0 | 1 | 0 | 1
2ZCF | SAN ANDRES DE CUERQUIA | b110 | AGUA | HIDRAULICA | 19.9 | 0 | 0 | 1000 | 1000 | 2.9135 | 0 | 0 | 0 | 0 | 1
SNC1 | SAN CANCIO | b32 | AGUA | HIDRAULICA | 2 | 0 | 0 | 1000 | 1000 | 2.9135 | 0 | 0 | 0 | 0 | 1
SNCR | SAN CARLOS | b98 | AGUA | HIDRAULICA | 1240 | 0 | 0 | 1000 | 1000 | 3.2 | 0 | 0 | 1 | 1 | 1
SNFR | SAN FRANCISCO | b34 | AGUA | HIDRAULICA | 135 | 0 | 0 | 1000 | 1000 | 4.43 | 0 | 0 | 1 | 0 | 1
SFC1 | SAN FRANCISCO (PUTUMAYO) | b40 | AGUA | HIDRAULICA | 0.468 | 0 | 0 | 1000 | 1000 | 4 | 0 | 0 | 0 | 0 | 1
SJOG | SAN JOSE | b33 | AGUA | HIDRAULICA | 0.38 | 0 | 0 | 1000 | 1000 | 2.9135 | 0 | 0 | 0 | 0 | 1
SJM1 | SAN JOSE DE LA MONTAÑA | b110 | AGUA | HIDRAULICA | 0.4 | 0 | 0 | 1000 | 1000 | 2.9135 | 0 | 0 | 0 | 0 | 1
2UR5 | SAN JOSE DE LA MONTAÑA II | b110 | AGUA | HIDRAULICA | 1.1 | 0 | 0 | 1000 | 1000 | 5.14 | 0 | 0 | 0 | 0 | 1
2T4P | SAN MATIAS | b91 | AGUA | HIDRAULICA | 19.9 | 0 | 0 | 1000 | 1000 | 2.2 | 0 | 0 | 0 | 0 | 1
SMI1 | SAN MIGUEL | b91 | AGUA | HIDRAULICA | 44 | 0 | 0 | 1000 | 1000 | 1.9 | 0 | 0 | 1 | 0 | 1
SNT1 | SANTA ANA | b25 | AGUA | HIDRAULICA | 8 | 0 | 0 | 1000 | 1000 | 2.9135 | 0 | 0 | 0 | 0 | 1
SRA1 | SANTA RITA | b105 | AGUA | HIDRAULICA | 1.3 | 0 | 0 | 1000 | 1000 | 2.9135 | 0 | 0 | 0 | 0 | 1
STG1 | SANTIAGO | b110 | AGUA | HIDRAULICA | 1.4 | 0 | 0 | 1000 | 1000 | 2.9135 | 0 | 0 | 0 | 0 | 1
SLV1 | SILVIA | b41 | AGUA | HIDRAULICA | 0.38 | 0 | 0 | 1000 | 1000 | 2.9135 | 0 | 0 | 0 | 0 | 1
SOG1 | SOGAMOSO | b87 | AGUA | HIDRAULICA | 819 | 0 | 0 | 1000 | 1000 | 6 | 0 | 0 | 1 | 1 | 1
SNS1 | SONSON | b104 | AGUA | HIDRAULICA | 18.5 | 0 | 0 | 1000 | 1000 | 2.9135 | 0 | 0 | 0 | 0 | 1
SBA1 | SUBA | b25 | AGUA | HIDRAULICA | 2.55 | 0 | 0 | 1000 | 1000 | 3.79 | 0 | 0 | 0 | 0 | 1
SUV1 | SUEVA 2 | b25 | AGUA | HIDRAULICA | 6 | 0 | 0 | 1000 | 1000 | 2.9135 | 0 | 0 | 0 | 0 | 1
TSJ1 | TASAJERO 1 | b80 | CARBON | TERMICA | 163 | 8 | 8 | 35 | 33 | 3.9 | 0 | 0 | 1 | 0 | 1
TSJ2 | TASAJERO 2 | b80 | CARBON | TERMICA | 170 | 8 | 8 | 35 | 33 | 4.36 | 0 | 0 | 1 | 0 | 1
TBST | TEBSAB CC | b5 | GAS | TERMICA | 792 | 4 | 2 | 30 | 30 | 6.601 | 0 | 0 | 1 | 0 | 1
2UPJ | TEQUENDAMA 1 | b31 | AGUA | HIDRAULICA | 14.2 | 0 | 0 | 1000 | 1000 | 3.145 | 0 | 0 | 0 | 0 | 1
2UPD | TEQUENDAMA 2 | b31 | AGUA | HIDRAULICA | 14.2 | 0 | 0 | 1000 | 1000 | 3.145 | 0 | 0 | 0 | 0 | 1
2UPF | TEQUENDAMA 3 | b30 | AGUA | HIDRAULICA | 14.2 | 0 | 0 | 1000 | 1000 | 3.145 | 0 | 0 | 0 | 0 | 1
2UPH | TEQUENDAMA 4 | b31 | AGUA | HIDRAULICA | 14.2 | 0 | 0 | 1000 | 1000 | 3.145 | 0 | 0 | 0 | 0 | 1
2S9Q | TEQUENDAMA BIOGAS | b58 | BIOGAS | TERMICA | 2.25 | 0 | 0 | 100 | 100 | 2.9135 | 0 | 0 | 0 | 0 | 1
TMB1 | TERMOBOLIVAR 1 | b120 | GAS | TERMICA | 9.7 | 4 | 2 | 18 | 18 | 10 | 0 | 0 | 0 | 0 | 1
TCD1 | TERMOCANDELARIA 1 | b13 | GAS | TERMICA | 157 | 4 | 2 | 79 | 79 | 5.25 | 0 | 0 | 1 | 0 | 1
TCD2 | TERMOCANDELARIA 2 | b13 | GAS | TERMICA | 157 | 4 | 2 | 79 | 79 | 6.33 | 0 | 0 | 1 | 0 | 1
2WFN | TERMOCAPACHOS | b71 | GAS | TERMICA | 4.8 | 4 | 2 | 9 | 9 | 2.9135 | 0 | 0 | 0 | 0 | 1
TRM1 | TERMOCENTRO CC | b106 | GAS | TERMICA | 279 | 4 | 2 | 96 | 201 | 4.783 | 0 | 0 | 1 | 0 | 1
TDR1 | TERMODORADA 1 | b96 | JET-A1 | TERMICA | 51 | 0 | 0 | 43 | 44 | 1.31 | 0 | 0 | 1 | 0 | 1
TEC1 | TERMOEMCALI CC | b48 | ACPM | TERMICA | 229 | 0 | 0 | 35 | 50 | 5.1 | 0 | 0 | 1 | 0 | 1
2U93 | TERMOMECHERO 4 | b120 | GAS | TERMICA | 9.65 | 4 | 2 | 18 | 18 | 0.119 | 0 | 0 | 0 | 0 | 1
2U8Y | TERMOMECHERO 5 | b120 | GAS | TERMICA | 9.65 | 4 | 2 | 18 | 18 | 0.119 | 0 | 0 | 0 | 0 | 1
2U91 | TERMOMECHERO 6 | b120 | GAS | TERMICA | 9.65 | 4 | 2 | 18 | 18 | 0.119 | 0 | 0 | 0 | 0 | 1
TRN1 | TERMONORTE | b64 | COMBUSTOLEO | TERMICA | 88 | 0 | 0 | 26 | 26 | 10 | 0 | 0 | 1 | 0 | 1
TPD1 | TERMOPIEDRAS | b45 | GAS | TERMICA | 3.75 | 4 | 2 | 27 | 27 | 2.9135 | 0 | 0 | 0 | 0 | 1
TSR1 | TERMOSIERRA CC | b92 | ACPM | TERMICA | 445 | 0 | 0 | 51 | 51 | 5.31 | 0 | 0 | 1 | 0 | 1
TVL1 | TERMOVALLE CC | b48 | ACPM | TERMICA | 202 | 0 | 0 | 85 | 65 | 9.216 | 0 | 0 | 1 | 0 | 1
TYP1 | TERMOYOPAL 1 | b120 | GAS | TERMICA | 19.9 | 4 | 2 | 6 | 6 | 3.3255 | 0 | 0 | 1 | 0 | 1
TYP2 | TERMOYOPAL 2 | b120 | GAS | TERMICA | 30 | 4 | 2 | 6 | 6 | 5.92 | 0 | 0 | 1 | 0 | 1
TYP3 | TERMOYOPAL G3 | b120 | GAS | TERMICA | 40 | 4 | 2 | 6 | 6 | 5.92 | 0 | 0 | 1 | 0 | 1
TYP4 | TERMOYOPAL G4 | b120 | GAS | TERMICA | 40 | 4 | 2 | 6 | 6 | 5.92 | 0 | 0 | 1 | 0 | 1
TYP5 | TERMOYOPAL G5 | b120 | GAS | TERMICA | 40 | 4 | 2 | 6 | 6 | 5.92 | 0 | 0 | 1 | 0 | 1
2ZP9 | TRINA-VATIA BSLI | b70 | RAD SOLAR | SOLAR | 19.9 | 0 | 0 | 1000 | 1000 | 0 | 0 | 0 | 0 | 0 | 1
TR2G | TRINA-VATIA BSLII | b70 | RAD SOLAR | SOLAR | 19.9 | 0 | 0 | 1000 | 1000 | 0 | 0 | 0 | 0 | 0 | 1
TR3G | TRINA-VATIA BSLIII | b70 | RAD SOLAR | SOLAR | 19.9 | 0 | 0 | 1000 | 1000 | 0 | 0 | 0 | 0 | 0 | 1
TUJ1 | TUNJITA | b27 | AGUA | HIDRAULICA | 19.7242 | 0 | 0 | 1000 | 1000 | 3.63 | 0 | 0 | 0 | 0 | 1
UNN1 | UNION | b38 | AGUA | HIDRAULICA | 0.7 | 0 | 0 | 1000 | 1000 | 2.9135 | 0 | 0 | 0 | 0 | 1
URA1 | URRA | b67 | AGUA | HIDRAULICA | 338 | 0 | 0 | 1000 | 1000 | 5.0431 | 0 | 0 | 1 | 0 | 1
PLU1 | URRAO | b105 | AGUA | HIDRAULICA | 1.03 | 0 | 0 | 1000 | 1000 | 2.9135 | 0 | 0 | 0 | 0 | 1
USQ1 | USAQUEN | b25 | AGUA | HIDRAULICA | 1.74 | 0 | 0 | 1000 | 1000 | 3.79 | 0 | 0 | 0 | 0 | 1
VNTA | VENTANA A | b45 | AGUA | HIDRAULICA | 2.5 | 0 | 0 | 1000 | 1000 | 2.9135 | 0 | 0 | 0 | 0 | 1
VNTB | VENTANA B | b45 | AGUA | HIDRAULICA | 2.5 | 0 | 0 | 1000 | 1000 | 2.9135 | 0 | 0 | 0 | 0 | 1
ZPA2 | ZIPAEMG 2 | b27 | CARBON | TERMICA | 34 | 8 | 8 | 12 | 22 | 3.561 | 0 | 0 | 1 | 0 | 1
ZPA3 | ZIPAEMG 3 | b27 | CARBON | TERMICA | 63 | 8 | 8 | 24 | 40 | 3.561 | 0 | 0 | 1 | 0 | 1
ZPA4 | ZIPAEMG 4 | b27 | CARBON | TERMICA | 64 | 8 | 8 | 24 | 40 | 3.561 | 0 | 0 | 1 | 0 | 1
ZPA5 | ZIPAEMG 5 | b27 | CARBON | TERMICA | 63 | 8 | 8 | 24 | 40 | 3.561 | 0 | 0 | 1 | 0 | 1

## Gen_Energy_cost
Gen_index | 0 | 1 | 2 | 3 | 4 | 5 | 6 | 7 | 8 | 9 | 10 | 11 | 12 | 13 | 14 | 15 | 16 | 17 | 18 | 19 | 20 | 21 | 22 | 23
2XXR | 0 | 0 | 0 | 0 | 0 | 0 | 0 | 0 | 0 | 0 | 0 | 0 | 0 | 0 | 0 | 0 | 0 | 0 | 0 | 0 | 0 | 0 | 0 | 0
3AL6 | 0 | 0 | 0 | 0 | 0 | 0 | 0 | 0 | 0 | 0 | 0 | 0 | 0 | 0 | 0 | 0 | 0 | 0 | 0 | 0 | 0 | 0 | 0 | 0
2ZJT | 0 | 0 | 0 | 0 | 0 | 0 | 0 | 0 | 0 | 0 | 0 | 0 | 0 | 0 | 0 | 0 | 0 | 0 | 0 | 0 | 0 | 0 | 0 | 0
3AXV | 0 | 0 | 0 | 0 | 0 | 0 | 0 | 0 | 0 | 0 | 0 | 0 | 0 | 0 | 0 | 0 | 0 | 0 | 0 | 0 | 0 | 0 | 0 | 0
2YMA | 0 | 0 | 0 | 0 | 0 | 0 | 0 | 0 | 0 | 0 | 0 | 0 | 0 | 0 | 0 | 0 | 0 | 0 | 0 | 0 | 0 | 0 | 0 | 0
2Z66 | 0 | 0 | 0 | 0 | 0 | 0 | 0 | 0 | 0 | 0 | 0 | 0 | 0 | 0 | 0 | 0 | 0 | 0 | 0 | 0 | 0 | 0 | 0 | 0
2YQM | 0 | 0 | 0 | 0 | 0 | 0 | 0 | 0 | 0 | 0 | 0 | 0 | 0 | 0 | 0 | 0 | 0 | 0 | 0 | 0 | 0 | 0 | 0 | 0
AFR1 | 0 | 0 | 0 | 0 | 0 | 0 | 0 | 0 | 0 | 0 | 0 | 0 | 0 | 0 | 0 | 0 | 0 | 0 | 0 | 0 | 0 | 0 | 0 | 0
ALBG | 81500 | 81500 | 81500 | 81500 | 81500 | 81500 | 81500 | 81500 | 81500 | 81500 | 81500 | 81500 | 81500 | 81500 | 81500 | 81500 | 81500 | 81500 | 81500 | 81500 | 81500 | 81500 | 81500 | 81500
2SDR | 0 | 0 | 0 | 0 | 0 | 0 | 0 | 0 | 0 | 0 | 0 | 0 | 0 | 0 | 0 | 0 | 0 | 0 | 0 | 0 | 0 | 0 | 0 | 0
ALTG | 0 | 0 | 0 | 0 | 0 | 0 | 0 | 0 | 0 | 0 | 0 | 0 | 0 | 0 | 0 | 0 | 0 | 0 | 0 | 0 | 0 | 0 | 0 | 0
AMA1 | 0 | 0 | 0 | 0 | 0 | 0 | 0 | 0 | 0 | 0 | 0 | 0 | 0 | 0 | 0 | 0 | 0 | 0 | 0 | 0 | 0 | 0 | 0 | 0
AMF1 | 0 | 0 | 0 | 0 | 0 | 0 | 0 | 0 | 0 | 0 | 0 | 0 | 0 | 0 | 0 | 0 | 0 | 0 | 0 | 0 | 0 | 0 | 0 | 0
AMR1 | 0 | 0 | 0 | 0 | 0 | 0 | 0 | 0 | 0 | 0 | 0 | 0 | 0 | 0 | 0 | 0 | 0 | 0 | 0 | 0 | 0 | 0 | 0 | 0
MOY1 | 82870 | 82870 | 82870 | 82870 | 82870 | 82870 | 82870 | 82870 | 82870 | 82870 | 82870 | 82870 | 82870 | 82870 | 82870 | 82870 | 82870 | 82870 | 82870 | 82870 | 82870 | 82870 | 82870 | 82870
ASN1 | 0 | 0 | 0 | 0 | 0 | 0 | 0 | 0 | 0 | 0 | 0 | 0 | 0 | 0 | 0 | 0 | 0 | 0 | 0 | 0 | 0 | 0 | 0 | 0
2UX3 | 0 | 0 | 0 | 0 | 0 | 0 | 0 | 0 | 0 | 0 | 0 | 0 | 0 | 0 | 0 | 0 | 0 | 0 | 0 | 0 | 0 | 0 | 0 | 0
ARG1 | 0 | 0 | 0 | 0 | 0 | 0 | 0 | 0 | 0 | 0 | 0 | 0 | 0 | 0 | 0 | 0 | 0 | 0 | 0 | 0 | 0 | 0 | 0 | 0
2S6U | 0 | 0 | 0 | 0 | 0 | 0 | 0 | 0 | 0 | 0 | 0 | 0 | 0 | 0 | 0 | 0 | 0 | 0 | 0 | 0 | 0 | 0 | 0 | 0
2V25 | 0 | 0 | 0 | 0 | 0 | 0 | 0 | 0 | 0 | 0 | 0 | 0 | 0 | 0 | 0 | 0 | 0 | 0 | 0 | 0 | 0 | 0 | 0 | 0
2S8G | 0 | 0 | 0 | 0 | 0 | 0 | 0 | 0 | 0 | 0 | 0 | 0 | 0 | 0 | 0 | 0 | 0 | 0 | 0 | 0 | 0 | 0 | 0 | 0
2S6S | 0 | 0 | 0 | 0 | 0 | 0 | 0 | 0 | 0 | 0 | 0 | 0 | 0 | 0 | 0 | 0 | 0 | 0 | 0 | 0 | 0 | 0 | 0 | 0
AYR1 | 0 | 0 | 0 | 0 | 0 | 0 | 0 | 0 | 0 | 0 | 0 | 0 | 0 | 0 | 0 | 0 | 0 | 0 | 0 | 0 | 0 | 0 | 0 | 0
2TYI | 0 | 0 | 0 | 0 | 0 | 0 | 0 | 0 | 0 | 0 | 0 | 0 | 0 | 0 | 0 | 0 | 0 | 0 | 0 | 0 | 0 | 0 | 0 | 0
CMN1 | 0 | 0 | 0 | 0 | 0 | 0 | 0 | 0 | 0 | 0 | 0 | 0 | 0 | 0 | 0 | 0 | 0 | 0 | 0 | 0 | 0 | 0 | 0 | 0
2V27 | 0 | 0 | 0 | 0 | 0 | 0 | 0 | 0 | 0 | 0 | 0 | 0 | 0 | 0 | 0 | 0 | 0 | 0 | 0 | 0 | 0 | 0 | 0 | 0
2YB9 | 0 | 0 | 0 | 0 | 0 | 0 | 0 | 0 | 0 | 0 | 0 | 0 | 0 | 0 | 0 | 0 | 0 | 0 | 0 | 0 | 0 | 0 | 0 | 0
2YQO | 0 | 0 | 0 | 0 | 0 | 0 | 0 | 0 | 0 | 0 | 0 | 0 | 0 | 0 | 0 | 0 | 0 | 0 | 0 | 0 | 0 | 0 | 0 | 0
3C3X | 0 | 0 | 0 | 0 | 0 | 0 | 0 | 0 | 0 | 0 | 0 | 0 | 0 | 0 | 0 | 0 | 0 | 0 | 0 | 0 | 0 | 0 | 0 | 0
3ADA | 0 | 0 | 0 | 0 | 0 | 0 | 0 | 0 | 0 | 0 | 0 | 0 | 0 | 0 | 0 | 0 | 0 | 0 | 0 | 0 | 0 | 0 | 0 | 0
2S8I | 0 | 0 | 0 | 0 | 0 | 0 | 0 | 0 | 0 | 0 | 0 | 0 | 0 | 0 | 0 | 0 | 0 | 0 | 0 | 0 | 0 | 0 | 0 | 0
3C4V | 0 | 0 | 0 | 0 | 0 | 0 | 0 | 0 | 0 | 0 | 0 | 0 | 0 | 0 | 0 | 0 | 0 | 0 | 0 | 0 | 0 | 0 | 0 | 0
2YWY | 0 | 0 | 0 | 0 | 0 | 0 | 0 | 0 | 0 | 0 | 0 | 0 | 0 | 0 | 0 | 0 | 0 | 0 | 0 | 0 | 0 | 0 | 0 | 0
2S6Q | 0 | 0 | 0 | 0 | 0 | 0 | 0 | 0 | 0 | 0 | 0 | 0 | 0 | 0 | 0 | 0 | 0 | 0 | 0 | 0 | 0 | 0 | 0 | 0
2QV2 | 0 | 0 | 0 | 0 | 0 | 0 | 0 | 0 | 0 | 0 | 0 | 0 | 0 | 0 | 0 | 0 | 0 | 0 | 0 | 0 | 0 | 0 | 0 | 0
TBQ3 | 636580 | 636580 | 636580 | 636580 | 636580 | 636580 | 636580 | 636580 | 636580 | 636580 | 636580 | 636580 | 636580 | 636580 | 636580 | 636580 | 636580 | 636580 | 636580 | 636580 | 636580 | 636580 | 636580 | 636580
TBQ4 | 637870 | 637870 | 637870 | 637870 | 637870 | 637870 | 637870 | 637870 | 637870 | 637870 | 637870 | 637870 | 637870 | 637870 | 637870 | 637870 | 637870 | 637870 | 637870 | 637870 | 637870 | 637870 | 637870 | 637870
BAR1 | 0 | 0 | 0 | 0 | 0 | 0 | 0 | 0 | 0 | 0 | 0 | 0 | 0 | 0 | 0 | 0 | 0 | 0 | 0 | 0 | 0 | 0 | 0 | 0
BYN1 | 0 | 0 | 0 | 0 | 0 | 0 | 0 | 0 | 0 | 0 | 0 | 0 | 0 | 0 | 0 | 0 | 0 | 0 | 0 | 0 | 0 | 0 | 0 | 0
BLL3 | 0 | 0 | 0 | 0 | 0 | 0 | 0 | 0 | 0 | 0 | 0 | 0 | 0 | 0 | 0 | 0 | 0 | 0 | 0 | 0 | 0 | 0 | 0 | 0
BLM1 | 0 | 0 | 0 | 0 | 0 | 0 | 0 | 0 | 0 | 0 | 0 | 0 | 0 | 0 | 0 | 0 | 0 | 0 | 0 | 0 | 0 | 0 | 0 | 0
CHBG | 76600 | 76600 | 76600 | 76600 | 76600 | 76600 | 76600 | 76600 | 76600 | 76600 | 76600 | 76600 | 76600 | 76600 | 76600 | 76600 | 76600 | 76600 | 76600 | 76600 | 76600 | 76600 | 76600 | 76600
2SXQ | 0 | 0 | 0 | 0 | 0 | 0 | 0 | 0 | 0 | 0 | 0 | 0 | 0 | 0 | 0 | 0 | 0 | 0 | 0 | 0 | 0 | 0 | 0 | 0
CLDR | 0 | 0 | 0 | 0 | 0 | 0 | 0 | 0 | 0 | 0 | 0 | 0 | 0 | 0 | 0 | 0 | 0 | 0 | 0 | 0 | 0 | 0 | 0 | 0
CLMG | 150000 | 150000 | 150000 | 150000 | 150000 | 150000 | 150000 | 150000 | 150000 | 150000 | 150000 | 150000 | 150000 | 150000 | 150000 | 150000 | 150000 | 150000 | 150000 | 150000 | 150000 | 150000 | 150000 | 150000
CPT1 | 0 | 0 | 0 | 0 | 0 | 0 | 0 | 0 | 0 | 0 | 0 | 0 | 0 | 0 | 0 | 0 | 0 | 0 | 0 | 0 | 0 | 0 | 0 | 0
CMP2 | 0 | 0 | 0 | 0 | 0 | 0 | 0 | 0 | 0 | 0 | 0 | 0 | 0 | 0 | 0 | 0 | 0 | 0 | 0 | 0 | 0 | 0 | 0 | 0
2T7D | 0 | 0 | 0 | 0 | 0 | 0 | 0 | 0 | 0 | 0 | 0 | 0 | 0 | 0 | 0 | 0 | 0 | 0 | 0 | 0 | 0 | 0 | 0 | 0
CRC1 | 0 | 0 | 0 | 0 | 0 | 0 | 0 | 0 | 0 | 0 | 0 | 0 | 0 | 0 | 0 | 0 | 0 | 0 | 0 | 0 | 0 | 0 | 0 | 0
CLL1 | 77000 | 77000 | 77000 | 77000 | 77000 | 77000 | 77000 | 77000 | 77000 | 77000 | 77000 | 77000 | 77000 | 77000 | 77000 | 77000 | 77000 | 77000 | 77000 | 77000 | 77000 | 77000 | 77000 | 77000
CTG1 | 995760 | 995760 | 995760 | 995760 | 995760 | 995760 | 995760 | 995760 | 995760 | 995760 | 995760 | 995760 | 995760 | 995760 | 995760 | 995760 | 995760 | 995760 | 995760 | 995760 | 995760 | 995760 | 995760 | 995760
CTG2 | 984580 | 984580 | 984580 | 984580 | 984580 | 984580 | 984580 | 984580 | 984580 | 984580 | 984580 | 984580 | 984580 | 984580 | 984580 | 984580 | 984580 | 984580 | 984580 | 984580 | 984580 | 984580 | 984580 | 984580
CTG3 | 999160 | 999160 | 999160 | 999160 | 999160 | 999160 | 999160 | 999160 | 999160 | 999160 | 999160 | 999160 | 999160 | 999160 | 999160 | 999160 | 999160 | 999160 | 999160 | 999160 | 999160 | 999160 | 999160 | 999160
GCA1 | 0 | 0 | 0 | 0 | 0 | 0 | 0 | 0 | 0 | 0 | 0 | 0 | 0 | 0 | 0 | 0 | 0 | 0 | 0 | 0 | 0 | 0 | 0 | 0
CSC1 | 0 | 0 | 0 | 0 | 0 | 0 | 0 | 0 | 0 | 0 | 0 | 0 | 0 | 0 | 0 | 0 | 0 | 0 | 0 | 0 | 0 | 0 | 0 | 0
3AQP | 0 | 0 | 0 | 0 | 0 | 0 | 0 | 0 | 0 | 0 | 0 | 0 | 0 | 0 | 0 | 0 | 0 | 0 | 0 | 0 | 0 | 0 | 0 | 0
2VJS | 0 | 0 | 0 | 0 | 0 | 0 | 0 | 0 | 0 | 0 | 0 | 0 | 0 | 0 | 0 | 0 | 0 | 0 | 0 | 0 | 0 | 0 | 0 | 0
3ACC | 0 | 0 | 0 | 0 | 0 | 0 | 0 | 0 | 0 | 0 | 0 | 0 | 0 | 0 | 0 | 0 | 0 | 0 | 0 | 0 | 0 | 0 | 0 | 0
2ZHY | 0 | 0 | 0 | 0 | 0 | 0 | 0 | 0 | 0 | 0 | 0 | 0 | 0 | 0 | 0 | 0 | 0 | 0 | 0 | 0 | 0 | 0 | 0 | 0
3BZB | 0 | 0 | 0 | 0 | 0 | 0 | 0 | 0 | 0 | 0 | 0 | 0 | 0 | 0 | 0 | 0 | 0 | 0 | 0 | 0 | 0 | 0 | 0 | 0
CAS1 | 0 | 0 | 0 | 0 | 0 | 0 | 0 | 0 | 0 | 0 | 0 | 0 | 0 | 0 | 0 | 0 | 0 | 0 | 0 | 0 | 0 | 0 | 0 | 0
CQT1 | 0 | 0 | 0 | 0 | 0 | 0 | 0 | 0 | 0 | 0 | 0 | 0 | 0 | 0 | 0 | 0 | 0 | 0 | 0 | 0 | 0 | 0 | 0 | 0
CHVR | 76600 | 76600 | 76600 | 76600 | 76600 | 76600 | 76600 | 76600 | 76600 | 76600 | 76600 | 76600 | 76600 | 76600 | 76600 | 76600 | 76600 | 76600 | 76600 | 76600 | 76600 | 76600 | 76600 | 76600
CCN1 | 0 | 0 | 0 | 0 | 0 | 0 | 0 | 0 | 0 | 0 | 0 | 0 | 0 | 0 | 0 | 0 | 0 | 0 | 0 | 0 | 0 | 0 | 0 | 0
COE1 | 0 | 0 | 0 | 0 | 0 | 0 | 0 | 0 | 0 | 0 | 0 | 0 | 0 | 0 | 0 | 0 | 0 | 0 | 0 | 0 | 0 | 0 | 0 | 0
2UP2 | 0 | 0 | 0 | 0 | 0 | 0 | 0 | 0 | 0 | 0 | 0 | 0 | 0 | 0 | 0 | 0 | 0 | 0 | 0 | 0 | 0 | 0 | 0 | 0
PNC1 | 0 | 0 | 0 | 0 | 0 | 0 | 0 | 0 | 0 | 0 | 0 | 0 | 0 | 0 | 0 | 0 | 0 | 0 | 0 | 0 | 0 | 0 | 0 | 0
CUC1 | 82580 | 82580 | 82580 | 82580 | 82580 | 82580 | 82580 | 82580 | 82580 | 82580 | 82580 | 82580 | 82580 | 82580 | 82580 | 82580 | 82580 | 82580 | 82580 | 82580 | 82580 | 82580 | 82580 | 82580
CUR1 | 0 | 0 | 0 | 0 | 0 | 0 | 0 | 0 | 0 | 0 | 0 | 0 | 0 | 0 | 0 | 0 | 0 | 0 | 0 | 0 | 0 | 0 | 0 | 0
DVS1 | 82290 | 82290 | 82290 | 82290 | 82290 | 82290 | 82290 | 82290 | 82290 | 82290 | 82290 | 82290 | 82290 | 82290 | 82290 | 82290 | 82290 | 82290 | 82290 | 82290 | 82290 | 82290 | 82290 | 82290
2S8S | 0 | 0 | 0 | 0 | 0 | 0 | 0 | 0 | 0 | 0 | 0 | 0 | 0 | 0 | 0 | 0 | 0 | 0 | 0 | 0 | 0 | 0 | 0 | 0
BSQ1 | 0 | 0 | 0 | 0 | 0 | 0 | 0 | 0 | 0 | 0 | 0 | 0 | 0 | 0 | 0 | 0 | 0 | 0 | 0 | 0 | 0 | 0 | 0 | 0
2S9L | 0 | 0 | 0 | 0 | 0 | 0 | 0 | 0 | 0 | 0 | 0 | 0 | 0 | 0 | 0 | 0 | 0 | 0 | 0 | 0 | 0 | 0 | 0 | 0
2SW1 | 0 | 0 | 0 | 0 | 0 | 0 | 0 | 0 | 0 | 0 | 0 | 0 | 0 | 0 | 0 | 0 | 0 | 0 | 0 | 0 | 0 | 0 | 0 | 0
LMR1 | 0 | 0 | 0 | 0 | 0 | 0 | 0 | 0 | 0 | 0 | 0 | 0 | 0 | 0 | 0 | 0 | 0 | 0 | 0 | 0 | 0 | 0 | 0 | 0
2T1L | 0 | 0 | 0 | 0 | 0 | 0 | 0 | 0 | 0 | 0 | 0 | 0 | 0 | 0 | 0 | 0 | 0 | 0 | 0 | 0 | 0 | 0 | 0 | 0
EPFV | 0 | 0 | 0 | 0 | 0 | 0 | 0 | 0 | 0 | 0 | 0 | 0 | 0 | 0 | 0 | 0 | 0 | 0 | 0 | 0 | 0 | 0 | 0 | 0
2QBW | 0 | 0 | 0 | 0 | 0 | 0 | 0 | 0 | 0 | 0 | 0 | 0 | 0 | 0 | 0 | 0 | 0 | 0 | 0 | 0 | 0 | 0 | 0 | 0
QUI1 | 76600 | 76600 | 76600 | 76600 | 76600 | 76600 | 76600 | 76600 | 76600 | 76600 | 76600 | 76600 | 76600 | 76600 | 76600 | 76600 | 76600 | 76600 | 76600 | 76600 | 76600 | 76600 | 76600 | 76600
HMIN | 77000 | 77000 | 77000 | 77000 | 77000 | 77000 | 77000 | 77000 | 77000 | 77000 | 77000 | 77000 | 77000 | 77000 | 77000 | 77000 | 77000 | 77000 | 77000 | 77000 | 77000 | 77000 | 77000 | 77000
ESMR | 80700 | 80700 | 80700 | 80700 | 80700 | 80700 | 80700 | 80700 | 80700 | 80700 | 80700 | 80700 | 80700 | 80700 | 80700 | 80700 | 80700 | 80700 | 80700 | 80700 | 80700 | 80700 | 80700 | 80700
TFL4 | 0 | 0 | 0 | 0 | 0 | 0 | 0 | 0 | 0 | 0 | 0 | 0 | 0 | 0 | 0 | 0 | 0 | 0 | 0 | 0 | 0 | 0 | 0 | 0
TFL1 | 0 | 0 | 0 | 0 | 0 | 0 | 0 | 0 | 0 | 0 | 0 | 0 | 0 | 0 | 0 | 0 | 0 | 0 | 0 | 0 | 0 | 0 | 0 | 0
FLRD | 0 | 0 | 0 | 0 | 0 | 0 | 0 | 0 | 0 | 0 | 0 | 0 | 0 | 0 | 0 | 0 | 0 | 0 | 0 | 0 | 0 | 0 | 0 | 0
APHA | 0 | 0 | 0 | 0 | 0 | 0 | 0 | 0 | 0 | 0 | 0 | 0 | 0 | 0 | 0 | 0 | 0 | 0 | 0 | 0 | 0 | 0 | 0 | 0
BETA | 0 | 0 | 0 | 0 | 0 | 0 | 0 | 0 | 0 | 0 | 0 | 0 | 0 | 0 | 0 | 0 | 0 | 0 | 0 | 0 | 0 | 0 | 0 | 0
GEC3 | 200570 | 200570 | 200570 | 200570 | 200570 | 200570 | 200570 | 200570 | 200570 | 200570 | 200570 | 200570 | 200570 | 200570 | 200570 | 200570 | 200570 | 200570 | 200570 | 200570 | 200570 | 200570 | 200570 | 200570
GE32 | 250300 | 250300 | 250300 | 250300 | 250300 | 250300 | 250300 | 250300 | 250300 | 250300 | 250300 | 250300 | 250300 | 250300 | 250300 | 250300 | 250300 | 250300 | 250300 | 250300 | 250300 | 250300 | 250300 | 250300
3B4L | 0 | 0 | 0 | 0 | 0 | 0 | 0 | 0 | 0 | 0 | 0 | 0 | 0 | 0 | 0 | 0 | 0 | 0 | 0 | 0 | 0 | 0 | 0 | 0
GCC1 | 0 | 0 | 0 | 0 | 0 | 0 | 0 | 0 | 0 | 0 | 0 | 0 | 0 | 0 | 0 | 0 | 0 | 0 | 0 | 0 | 0 | 0 | 0 | 0
TGJ1 | 334410 | 334410 | 334410 | 334410 | 334410 | 334410 | 334410 | 334410 | 334410 | 334410 | 334410 | 334410 | 334410 | 334410 | 334410 | 334410 | 334410 | 334410 | 334410 | 334410 | 334410 | 334410 | 334410 | 334410
TGJ2 | 323680 | 323680 | 323680 | 323680 | 323680 | 323680 | 323680 | 323680 | 323680 | 323680 | 323680 | 323680 | 323680 | 323680 | 323680 | 323680 | 323680 | 323680 | 323680 | 323680 | 323680 | 323680 | 323680 | 323680
GQA1 | 0 | 0 | 0 | 0 | 0 | 0 | 0 | 0 | 0 | 0 | 0 | 0 | 0 | 0 | 0 | 0 | 0 | 0 | 0 | 0 | 0 | 0 | 0 | 0
GTPE | 76600 | 76600 | 76600 | 76600 | 76600 | 76600 | 76600 | 76600 | 76600 | 76600 | 76600 | 76600 | 76600 | 76600 | 76600 | 76600 | 76600 | 76600 | 76600 | 76600 | 76600 | 76600 | 76600 | 76600
GTRG | 81600 | 81600 | 81600 | 81600 | 81600 | 81600 | 81600 | 81600 | 81600 | 81600 | 81600 | 81600 | 81600 | 81600 | 81600 | 81600 | 81600 | 81600 | 81600 | 81600 | 81600 | 81600 | 81600 | 81600
GVIO | 82290 | 82290 | 82290 | 82290 | 82290 | 82290 | 82290 | 82290 | 82290 | 82290 | 82290 | 82290 | 82290 | 82290 | 82290 | 82290 | 82290 | 82290 | 82290 | 82290 | 82290 | 82290 | 82290 | 82290
2S8N | 0 | 0 | 0 | 0 | 0 | 0 | 0 | 0 | 0 | 0 | 0 | 0 | 0 | 0 | 0 | 0 | 0 | 0 | 0 | 0 | 0 | 0 | 0 | 0
2YNA | 0 | 0 | 0 | 0 | 0 | 0 | 0 | 0 | 0 | 0 | 0 | 0 | 0 | 0 | 0 | 0 | 0 | 0 | 0 | 0 | 0 | 0 | 0 | 0
HMO1 | 0 | 0 | 0 | 0 | 0 | 0 | 0 | 0 | 0 | 0 | 0 | 0 | 0 | 0 | 0 | 0 | 0 | 0 | 0 | 0 | 0 | 0 | 0 | 0
INC1 | 0 | 0 | 0 | 0 | 0 | 0 | 0 | 0 | 0 | 0 | 0 | 0 | 0 | 0 | 0 | 0 | 0 | 0 | 0 | 0 | 0 | 0 | 0 | 0
ILC1 | 0 | 0 | 0 | 0 | 0 | 0 | 0 | 0 | 0 | 0 | 0 | 0 | 0 | 0 | 0 | 0 | 0 | 0 | 0 | 0 | 0 | 0 | 0 | 0
PIC1 | 0 | 0 | 0 | 0 | 0 | 0 | 0 | 0 | 0 | 0 | 0 | 0 | 0 | 0 | 0 | 0 | 0 | 0 | 0 | 0 | 0 | 0 | 0 | 0
CIP1 | 0 | 0 | 0 | 0 | 0 | 0 | 0 | 0 | 0 | 0 | 0 | 0 | 0 | 0 | 0 | 0 | 0 | 0 | 0 | 0 | 0 | 0 | 0 | 0
RPL1 | 0 | 0 | 0 | 0 | 0 | 0 | 0 | 0 | 0 | 0 | 0 | 0 | 0 | 0 | 0 | 0 | 0 | 0 | 0 | 0 | 0 | 0 | 0 | 0
IRG1 | 0 | 0 | 0 | 0 | 0 | 0 | 0 | 0 | 0 | 0 | 0 | 0 | 0 | 0 | 0 | 0 | 0 | 0 | 0 | 0 | 0 | 0 | 0 | 0
CIS1 | 0 | 0 | 0 | 0 | 0 | 0 | 0 | 0 | 0 | 0 | 0 | 0 | 0 | 0 | 0 | 0 | 0 | 0 | 0 | 0 | 0 | 0 | 0 | 0
INS1 | 0 | 0 | 0 | 0 | 0 | 0 | 0 | 0 | 0 | 0 | 0 | 0 | 0 | 0 | 0 | 0 | 0 | 0 | 0 | 0 | 0 | 0 | 0 | 0
INT1 | 0 | 0 | 0 | 0 | 0 | 0 | 0 | 0 | 0 | 0 | 0 | 0 | 0 | 0 | 0 | 0 | 0 | 0 | 0 | 0 | 0 | 0 | 0 | 0
INZ1 | 0 | 0 | 0 | 0 | 0 | 0 | 0 | 0 | 0 | 0 | 0 | 0 | 0 | 0 | 0 | 0 | 0 | 0 | 0 | 0 | 0 | 0 | 0 | 0
IQU1 | 0 | 0 | 0 | 0 | 0 | 0 | 0 | 0 | 0 | 0 | 0 | 0 | 0 | 0 | 0 | 0 | 0 | 0 | 0 | 0 | 0 | 0 | 0 | 0
IQU2 | 0 | 0 | 0 | 0 | 0 | 0 | 0 | 0 | 0 | 0 | 0 | 0 | 0 | 0 | 0 | 0 | 0 | 0 | 0 | 0 | 0 | 0 | 0 | 0
PES1 | 0 | 0 | 0 | 0 | 0 | 0 | 0 | 0 | 0 | 0 | 0 | 0 | 0 | 0 | 0 | 0 | 0 | 0 | 0 | 0 | 0 | 0 | 0 | 0
JAGS | 76600 | 76600 | 76600 | 76600 | 76600 | 76600 | 76600 | 76600 | 76600 | 76600 | 76600 | 76600 | 76600 | 76600 | 76600 | 76600 | 76600 | 76600 | 76600 | 76600 | 76600 | 76600 | 76600 | 76600
JPR1 | 0 | 0 | 0 | 0 | 0 | 0 | 0 | 0 | 0 | 0 | 0 | 0 | 0 | 0 | 0 | 0 | 0 | 0 | 0 | 0 | 0 | 0 | 0 | 0
2V5G | 0 | 0 | 0 | 0 | 0 | 0 | 0 | 0 | 0 | 0 | 0 | 0 | 0 | 0 | 0 | 0 | 0 | 0 | 0 | 0 | 0 | 0 | 0 | 0
JBV1 | 0 | 0 | 0 | 0 | 0 | 0 | 0 | 0 | 0 | 0 | 0 | 0 | 0 | 0 | 0 | 0 | 0 | 0 | 0 | 0 | 0 | 0 | 0 | 0
ABJ1 | 0 | 0 | 0 | 0 | 0 | 0 | 0 | 0 | 0 | 0 | 0 | 0 | 0 | 0 | 0 | 0 | 0 | 0 | 0 | 0 | 0 | 0 | 0 | 0
LCS1 | 0 | 0 | 0 | 0 | 0 | 0 | 0 | 0 | 0 | 0 | 0 | 0 | 0 | 0 | 0 | 0 | 0 | 0 | 0 | 0 | 0 | 0 | 0 | 0
2S78 | 0 | 0 | 0 | 0 | 0 | 0 | 0 | 0 | 0 | 0 | 0 | 0 | 0 | 0 | 0 | 0 | 0 | 0 | 0 | 0 | 0 | 0 | 0 | 0
HRD1 | 0 | 0 | 0 | 0 | 0 | 0 | 0 | 0 | 0 | 0 | 0 | 0 | 0 | 0 | 0 | 0 | 0 | 0 | 0 | 0 | 0 | 0 | 0 | 0
NAV1 | 0 | 0 | 0 | 0 | 0 | 0 | 0 | 0 | 0 | 0 | 0 | 0 | 0 | 0 | 0 | 0 | 0 | 0 | 0 | 0 | 0 | 0 | 0 | 0
PTA1 | 0 | 0 | 0 | 0 | 0 | 0 | 0 | 0 | 0 | 0 | 0 | 0 | 0 | 0 | 0 | 0 | 0 | 0 | 0 | 0 | 0 | 0 | 0 | 0
2QRL | 0 | 0 | 0 | 0 | 0 | 0 | 0 | 0 | 0 | 0 | 0 | 0 | 0 | 0 | 0 | 0 | 0 | 0 | 0 | 0 | 0 | 0 | 0 | 0
LTSJ | 76600 | 76600 | 76600 | 76600 | 76600 | 76600 | 76600 | 76600 | 76600 | 76600 | 76600 | 76600 | 76600 | 76600 | 76600 | 76600 | 76600 | 76600 | 76600 | 76600 | 76600 | 76600 | 76600 | 76600
VLT1 | 0 | 0 | 0 | 0 | 0 | 0 | 0 | 0 | 0 | 0 | 0 | 0 | 0 | 0 | 0 | 0 | 0 | 0 | 0 | 0 | 0 | 0 | 0 | 0
2R22 | 0 | 0 | 0 | 0 | 0 | 0 | 0 | 0 | 0 | 0 | 0 | 0 | 0 | 0 | 0 | 0 | 0 | 0 | 0 | 0 | 0 | 0 | 0 | 0
2U1G | 0 | 0 | 0 | 0 | 0 | 0 | 0 | 0 | 0 | 0 | 0 | 0 | 0 | 0 | 0 | 0 | 0 | 0 | 0 | 0 | 0 | 0 | 0 | 0
2TUT | 0 | 0 | 0 | 0 | 0 | 0 | 0 | 0 | 0 | 0 | 0 | 0 | 0 | 0 | 0 | 0 | 0 | 0 | 0 | 0 | 0 | 0 | 0 | 0
2TUV | 0 | 0 | 0 | 0 | 0 | 0 | 0 | 0 | 0 | 0 | 0 | 0 | 0 | 0 | 0 | 0 | 0 | 0 | 0 | 0 | 0 | 0 | 0 | 0
2SS2 | 0 | 0 | 0 | 0 | 0 | 0 | 0 | 0 | 0 | 0 | 0 | 0 | 0 | 0 | 0 | 0 | 0 | 0 | 0 | 0 | 0 | 0 | 0 | 0
MNT1 | 0 | 0 | 0 | 0 | 0 | 0 | 0 | 0 | 0 | 0 | 0 | 0 | 0 | 0 | 0 | 0 | 0 | 0 | 0 | 0 | 0 | 0 | 0 | 0
CGM1 | 0 | 0 | 0 | 0 | 0 | 0 | 0 | 0 | 0 | 0 | 0 | 0 | 0 | 0 | 0 | 0 | 0 | 0 | 0 | 0 | 0 | 0 | 0 | 0
MRL1 | 771800 | 771800 | 771800 | 771800 | 771800 | 771800 | 771800 | 771800 | 771800 | 771800 | 771800 | 771800 | 771800 | 771800 | 771800 | 771800 | 771800 | 771800 | 771800 | 771800 | 771800 | 771800 | 771800 | 771800
HMLG | 76600 | 76600 | 76600 | 76600 | 76600 | 76600 | 76600 | 76600 | 76600 | 76600 | 76600 | 76600 | 76600 | 76600 | 76600 | 76600 | 76600 | 76600 | 76600 | 76600 | 76600 | 76600 | 76600 | 76600
MIR1 | 0 | 0 | 0 | 0 | 0 | 0 | 0 | 0 | 0 | 0 | 0 | 0 | 0 | 0 | 0 | 0 | 0 | 0 | 0 | 0 | 0 | 0 | 0 | 0
MND1 | 0 | 0 | 0 | 0 | 0 | 0 | 0 | 0 | 0 | 0 | 0 | 0 | 0 | 0 | 0 | 0 | 0 | 0 | 0 | 0 | 0 | 0 | 0 | 0
2SI1 | 0 | 0 | 0 | 0 | 0 | 0 | 0 | 0 | 0 | 0 | 0 | 0 | 0 | 0 | 0 | 0 | 0 | 0 | 0 | 0 | 0 | 0 | 0 | 0
2WC5 | 0 | 0 | 0 | 0 | 0 | 0 | 0 | 0 | 0 | 0 | 0 | 0 | 0 | 0 | 0 | 0 | 0 | 0 | 0 | 0 | 0 | 0 | 0 | 0
MNC1 | 0 | 0 | 0 | 0 | 0 | 0 | 0 | 0 | 0 | 0 | 0 | 0 | 0 | 0 | 0 | 0 | 0 | 0 | 0 | 0 | 0 | 0 | 0 | 0
NIM1 | 0 | 0 | 0 | 0 | 0 | 0 | 0 | 0 | 0 | 0 | 0 | 0 | 0 | 0 | 0 | 0 | 0 | 0 | 0 | 0 | 0 | 0 | 0 | 0
NQU1 | 0 | 0 | 0 | 0 | 0 | 0 | 0 | 0 | 0 | 0 | 0 | 0 | 0 | 0 | 0 | 0 | 0 | 0 | 0 | 0 | 0 | 0 | 0 | 0
LBR1 | 0 | 0 | 0 | 0 | 0 | 0 | 0 | 0 | 0 | 0 | 0 | 0 | 0 | 0 | 0 | 0 | 0 | 0 | 0 | 0 | 0 | 0 | 0 | 0
NTB1 | 0 | 0 | 0 | 0 | 0 | 0 | 0 | 0 | 0 | 0 | 0 | 0 | 0 | 0 | 0 | 0 | 0 | 0 | 0 | 0 | 0 | 0 | 0 | 0
OVJ1 | 0 | 0 | 0 | 0 | 0 | 0 | 0 | 0 | 0 | 0 | 0 | 0 | 0 | 0 | 0 | 0 | 0 | 0 | 0 | 0 | 0 | 0 | 0 | 0
PGUG | 82290 | 82290 | 82290 | 82290 | 82290 | 82290 | 82290 | 82290 | 82290 | 82290 | 82290 | 82290 | 82290 | 82290 | 82290 | 82290 | 82290 | 82290 | 82290 | 82290 | 82290 | 82290 | 82290 | 82290
PPA1 | 165480 | 165480 | 165480 | 165480 | 165480 | 165480 | 165480 | 165480 | 165480 | 165480 | 165480 | 165480 | 165480 | 165480 | 165480 | 165480 | 165480 | 165480 | 165480 | 165480 | 165480 | 165480 | 165480 | 165480
PPA2 | 161450 | 161450 | 161450 | 161450 | 161450 | 161450 | 161450 | 161450 | 161450 | 161450 | 161450 | 161450 | 161450 | 161450 | 161450 | 161450 | 161450 | 161450 | 161450 | 161450 | 161450 | 161450 | 161450 | 161450
PPA3 | 157690 | 157690 | 157690 | 157690 | 157690 | 157690 | 157690 | 157690 | 157690 | 157690 | 157690 | 157690 | 157690 | 157690 | 157690 | 157690 | 157690 | 157690 | 157690 | 157690 | 157690 | 157690 | 157690 | 157690
PPA4 | 167820 | 167820 | 167820 | 167820 | 167820 | 167820 | 167820 | 167820 | 167820 | 167820 | 167820 | 167820 | 167820 | 167820 | 167820 | 167820 | 167820 | 167820 | 167820 | 167820 | 167820 | 167820 | 167820 | 167820
PJR1 | 0 | 0 | 0 | 0 | 0 | 0 | 0 | 0 | 0 | 0 | 0 | 0 | 0 | 0 | 0 | 0 | 0 | 0 | 0 | 0 | 0 | 0 | 0 | 0
PLM1 | 0 | 0 | 0 | 0 | 0 | 0 | 0 | 0 | 0 | 0 | 0 | 0 | 0 | 0 | 0 | 0 | 0 | 0 | 0 | 0 | 0 | 0 | 0 | 0
PPN1 | 0 | 0 | 0 | 0 | 0 | 0 | 0 | 0 | 0 | 0 | 0 | 0 | 0 | 0 | 0 | 0 | 0 | 0 | 0 | 0 | 0 | 0 | 0 | 0
PST1 | 0 | 0 | 0 | 0 | 0 | 0 | 0 | 0 | 0 | 0 | 0 | 0 | 0 | 0 | 0 | 0 | 0 | 0 | 0 | 0 | 0 | 0 | 0 | 0
PTC1 | 0 | 0 | 0 | 0 | 0 | 0 | 0 | 0 | 0 | 0 | 0 | 0 | 0 | 0 | 0 | 0 | 0 | 0 | 0 | 0 | 0 | 0 | 0 | 0
2YIR | 0 | 0 | 0 | 0 | 0 | 0 | 0 | 0 | 0 | 0 | 0 | 0 | 0 | 0 | 0 | 0 | 0 | 0 | 0 | 0 | 0 | 0 | 0 | 0
3A44 | 0 | 0 | 0 | 0 | 0 | 0 | 0 | 0 | 0 | 0 | 0 | 0 | 0 | 0 | 0 | 0 | 0 | 0 | 0 | 0 | 0 | 0 | 0 | 0
PLYS | 81600 | 81600 | 81600 | 81600 | 81600 | 81600 | 81600 | 81600 | 81600 | 81600 | 81600 | 81600 | 81600 | 81600 | 81600 | 81600 | 81600 | 81600 | 81600 | 81600 | 81600 | 81600 | 81600 | 81600
3AFQ | 0 | 0 | 0 | 0 | 0 | 0 | 0 | 0 | 0 | 0 | 0 | 0 | 0 | 0 | 0 | 0 | 0 | 0 | 0 | 0 | 0 | 0 | 0 | 0
PRC2 | 80680 | 80680 | 80680 | 80680 | 80680 | 80680 | 80680 | 80680 | 80680 | 80680 | 80680 | 80680 | 80680 | 80680 | 80680 | 80680 | 80680 | 80680 | 80680 | 80680 | 80680 | 80680 | 80680 | 80680
PRC3 | 76600 | 76600 | 76600 | 76600 | 76600 | 76600 | 76600 | 76600 | 76600 | 76600 | 76600 | 76600 | 76600 | 76600 | 76600 | 76600 | 76600 | 76600 | 76600 | 76600 | 76600 | 76600 | 76600 | 76600
2S8U | 0 | 0 | 0 | 0 | 0 | 0 | 0 | 0 | 0 | 0 | 0 | 0 | 0 | 0 | 0 | 0 | 0 | 0 | 0 | 0 | 0 | 0 | 0 | 0
PRDO | 120000 | 120000 | 120000 | 120000 | 120000 | 120000 | 120000 | 120000 | 120000 | 120000 | 120000 | 120000 | 120000 | 120000 | 120000 | 120000 | 120000 | 120000 | 120000 | 120000 | 120000 | 120000 | 120000 | 120000
PRD4 | 0 | 0 | 0 | 0 | 0 | 0 | 0 | 0 | 0 | 0 | 0 | 0 | 0 | 0 | 0 | 0 | 0 | 0 | 0 | 0 | 0 | 0 | 0 | 0
PRG1 | 351380 | 351380 | 351380 | 351380 | 351380 | 351380 | 351380 | 351380 | 351380 | 351380 | 351380 | 351380 | 351380 | 351380 | 351380 | 351380 | 351380 | 351380 | 351380 | 351380 | 351380 | 351380 | 351380 | 351380
PRG2 | 351380 | 351380 | 351380 | 351380 | 351380 | 351380 | 351380 | 351380 | 351380 | 351380 | 351380 | 351380 | 351380 | 351380 | 351380 | 351380 | 351380 | 351380 | 351380 | 351380 | 351380 | 351380 | 351380 | 351380
2U5P | 0 | 0 | 0 | 0 | 0 | 0 | 0 | 0 | 0 | 0 | 0 | 0 | 0 | 0 | 0 | 0 | 0 | 0 | 0 | 0 | 0 | 0 | 0 | 0
PRV1 | 0 | 0 | 0 | 0 | 0 | 0 | 0 | 0 | 0 | 0 | 0 | 0 | 0 | 0 | 0 | 0 | 0 | 0 | 0 | 0 | 0 | 0 | 0 | 0
PTR1 | 0 | 0 | 0 | 0 | 0 | 0 | 0 | 0 | 0 | 0 | 0 | 0 | 0 | 0 | 0 | 0 | 0 | 0 | 0 | 0 | 0 | 0 | 0 | 0
PTG1 | 0 | 0 | 0 | 0 | 0 | 0 | 0 | 0 | 0 | 0 | 0 | 0 | 0 | 0 | 0 | 0 | 0 | 0 | 0 | 0 | 0 | 0 | 0 | 0
PMR1 | 0 | 0 | 0 | 0 | 0 | 0 | 0 | 0 | 0 | 0 | 0 | 0 | 0 | 0 | 0 | 0 | 0 | 0 | 0 | 0 | 0 | 0 | 0 | 0
RBB1 | 0 | 0 | 0 | 0 | 0 | 0 | 0 | 0 | 0 | 0 | 0 | 0 | 0 | 0 | 0 | 0 | 0 | 0 | 0 | 0 | 0 | 0 | 0 | 0
RCL1 | 0 | 0 | 0 | 0 | 0 | 0 | 0 | 0 | 0 | 0 | 0 | 0 | 0 | 0 | 0 | 0 | 0 | 0 | 0 | 0 | 0 | 0 | 0 | 0
RFR1 | 0 | 0 | 0 | 0 | 0 | 0 | 0 | 0 | 0 | 0 | 0 | 0 | 0 | 0 | 0 | 0 | 0 | 0 | 0 | 0 | 0 | 0 | 0 | 0
RFR2 | 0 | 0 | 0 | 0 | 0 | 0 | 0 | 0 | 0 | 0 | 0 | 0 | 0 | 0 | 0 | 0 | 0 | 0 | 0 | 0 | 0 | 0 | 0 | 0
RGR1 | 0 | 0 | 0 | 0 | 0 | 0 | 0 | 0 | 0 | 0 | 0 | 0 | 0 | 0 | 0 | 0 | 0 | 0 | 0 | 0 | 0 | 0 | 0 | 0
RMYO | 0 | 0 | 0 | 0 | 0 | 0 | 0 | 0 | 0 | 0 | 0 | 0 | 0 | 0 | 0 | 0 | 0 | 0 | 0 | 0 | 0 | 0 | 0 | 0
LPLO | 0 | 0 | 0 | 0 | 0 | 0 | 0 | 0 | 0 | 0 | 0 | 0 | 0 | 0 | 0 | 0 | 0 | 0 | 0 | 0 | 0 | 0 | 0 | 0
RPD1 | 0 | 0 | 0 | 0 | 0 | 0 | 0 | 0 | 0 | 0 | 0 | 0 | 0 | 0 | 0 | 0 | 0 | 0 | 0 | 0 | 0 | 0 | 0 | 0
RCIO | 0 | 0 | 0 | 0 | 0 | 0 | 0 | 0 | 0 | 0 | 0 | 0 | 0 | 0 | 0 | 0 | 0 | 0 | 0 | 0 | 0 | 0 | 0 | 0
SPY1 | 0 | 0 | 0 | 0 | 0 | 0 | 0 | 0 | 0 | 0 | 0 | 0 | 0 | 0 | 0 | 0 | 0 | 0 | 0 | 0 | 0 | 0 | 0 | 0
TMS1 | 0 | 0 | 0 | 0 | 0 | 0 | 0 | 0 | 0 | 0 | 0 | 0 | 0 | 0 | 0 | 0 | 0 | 0 | 0 | 0 | 0 | 0 | 0 | 0
RGRN | 0 | 0 | 0 | 0 | 0 | 0 | 0 | 0 | 0 | 0 | 0 | 0 | 0 | 0 | 0 | 0 | 0 | 0 | 0 | 0 | 0 | 0 | 0 | 0
RNG1 | 0 | 0 | 0 | 0 | 0 | 0 | 0 | 0 | 0 | 0 | 0 | 0 | 0 | 0 | 0 | 0 | 0 | 0 | 0 | 0 | 0 | 0 | 0 | 0
RMR1 | 0 | 0 | 0 | 0 | 0 | 0 | 0 | 0 | 0 | 0 | 0 | 0 | 0 | 0 | 0 | 0 | 0 | 0 | 0 | 0 | 0 | 0 | 0 | 0
SJN1 | 0 | 0 | 0 | 0 | 0 | 0 | 0 | 0 | 0 | 0 | 0 | 0 | 0 | 0 | 0 | 0 | 0 | 0 | 0 | 0 | 0 | 0 | 0 | 0
2QEK | 82290 | 82290 | 82290 | 82290 | 82290 | 82290 | 82290 | 82290 | 82290 | 82290 | 82290 | 82290 | 82290 | 82290 | 82290 | 82290 | 82290 | 82290 | 82290 | 82290 | 82290 | 82290 | 82290 | 82290
SLVJ | 120000 | 120000 | 120000 | 120000 | 120000 | 120000 | 120000 | 120000 | 120000 | 120000 | 120000 | 120000 | 120000 | 120000 | 120000 | 120000 | 120000 | 120000 | 120000 | 120000 | 120000 | 120000 | 120000 | 120000
2ZCF | 0 | 0 | 0 | 0 | 0 | 0 | 0 | 0 | 0 | 0 | 0 | 0 | 0 | 0 | 0 | 0 | 0 | 0 | 0 | 0 | 0 | 0 | 0 | 0
SNC1 | 0 | 0 | 0 | 0 | 0 | 0 | 0 | 0 | 0 | 0 | 0 | 0 | 0 | 0 | 0 | 0 | 0 | 0 | 0 | 0 | 0 | 0 | 0 | 0
SNCR | 76600 | 76600 | 76600 | 76600 | 76600 | 76600 | 76600 | 76600 | 76600 | 76600 | 76600 | 76600 | 76600 | 76600 | 76600 | 76600 | 76600 | 76600 | 76600 | 76600 | 76600 | 76600 | 76600 | 76600
SNFR | 80700 | 80700 | 80700 | 80700 | 80700 | 80700 | 80700 | 80700 | 80700 | 80700 | 80700 | 80700 | 80700 | 80700 | 80700 | 80700 | 80700 | 80700 | 80700 | 80700 | 80700 | 80700 | 80700 | 80700
SFC1 | 0 | 0 | 0 | 0 | 0 | 0 | 0 | 0 | 0 | 0 | 0 | 0 | 0 | 0 | 0 | 0 | 0 | 0 | 0 | 0 | 0 | 0 | 0 | 0
SJOG | 0 | 0 | 0 | 0 | 0 | 0 | 0 | 0 | 0 | 0 | 0 | 0 | 0 | 0 | 0 | 0 | 0 | 0 | 0 | 0 | 0 | 0 | 0 | 0
SJM1 | 0 | 0 | 0 | 0 | 0 | 0 | 0 | 0 | 0 | 0 | 0 | 0 | 0 | 0 | 0 | 0 | 0 | 0 | 0 | 0 | 0 | 0 | 0 | 0
2UR5 | 0 | 0 | 0 | 0 | 0 | 0 | 0 | 0 | 0 | 0 | 0 | 0 | 0 | 0 | 0 | 0 | 0 | 0 | 0 | 0 | 0 | 0 | 0 | 0
2T4P | 0 | 0 | 0 | 0 | 0 | 0 | 0 | 0 | 0 | 0 | 0 | 0 | 0 | 0 | 0 | 0 | 0 | 0 | 0 | 0 | 0 | 0 | 0 | 0
SMI1 | 70000 | 70000 | 70000 | 70000 | 70000 | 70000 | 70000 | 70000 | 70000 | 70000 | 70000 | 70000 | 70000 | 70000 | 70000 | 70000 | 70000 | 70000 | 70000 | 70000 | 70000 | 70000 | 70000 | 70000
SNT1 | 0 | 0 | 0 | 0 | 0 | 0 | 0 | 0 | 0 | 0 | 0 | 0 | 0 | 0 | 0 | 0 | 0 | 0 | 0 | 0 | 0 | 0 | 0 | 0
SRA1 | 0 | 0 | 0 | 0 | 0 | 0 | 0 | 0 | 0 | 0 | 0 | 0 | 0 | 0 | 0 | 0 | 0 | 0 | 0 | 0 | 0 | 0 | 0 | 0
STG1 | 0 | 0 | 0 | 0 | 0 | 0 | 0 | 0 | 0 | 0 | 0 | 0 | 0 | 0 | 0 | 0 | 0 | 0 | 0 | 0 | 0 | 0 | 0 | 0
SLV1 | 0 | 0 | 0 | 0 | 0 | 0 | 0 | 0 | 0 | 0 | 0 | 0 | 0 | 0 | 0 | 0 | 0 | 0 | 0 | 0 | 0 | 0 | 0 | 0
SOG1 | 76600 | 76600 | 76600 | 76600 | 76600 | 76600 | 76600 | 76600 | 76600 | 76600 | 76600 | 76600 | 76600 | 76600 | 76600 | 76600 | 76600 | 76600 | 76600 | 76600 | 76600 | 76600 | 76600 | 76600
SNS1 | 0 | 0 | 0 | 0 | 0 | 0 | 0 | 0 | 0 | 0 | 0 | 0 | 0 | 0 | 0 | 0 | 0 | 0 | 0 | 0 | 0 | 0 | 0 | 0
SBA1 | 0 | 0 | 0 | 0 | 0 | 0 | 0 | 0 | 0 | 0 | 0 | 0 | 0 | 0 | 0 | 0 | 0 | 0 | 0 | 0 | 0 | 0 | 0 | 0
SUV1 | 0 | 0 | 0 | 0 | 0 | 0 | 0 | 0 | 0 | 0 | 0 | 0 | 0 | 0 | 0 | 0 | 0 | 0 | 0 | 0 | 0 | 0 | 0 | 0
TSJ1 | 154980 | 154980 | 154980 | 154980 | 154980 | 154980 | 154980 | 154980 | 154980 | 154980 | 154980 | 154980 | 154980 | 154980 | 154980 | 154980 | 154980 | 154980 | 154980 | 154980 | 154980 | 154980 | 154980 | 154980
TSJ2 | 199980 | 199980 | 199980 | 199980 | 199980 | 199980 | 199980 | 199980 | 199980 | 199980 | 199980 | 199980 | 199980 | 199980 | 199980 | 199980 | 199980 | 199980 | 199980 | 199980 | 199980 | 199980 | 199980 | 199980
TBST | 0 | 0 | 0 | 0 | 0 | 0 | 0 | 0 | 0 | 0 | 0 | 0 | 0 | 0 | 0 | 0 | 0 | 0 | 0 | 0 | 0 | 0 | 0 | 0
2UPJ | 0 | 0 | 0 | 0 | 0 | 0 | 0 | 0 | 0 | 0 | 0 | 0 | 0 | 0 | 0 | 0 | 0 | 0 | 0 | 0 | 0 | 0 | 0 | 0
2UPD | 0 | 0 | 0 | 0 | 0 | 0 | 0 | 0 | 0 | 0 | 0 | 0 | 0 | 0 | 0 | 0 | 0 | 0 | 0 | 0 | 0 | 0 | 0 | 0
2UPF | 0 | 0 | 0 | 0 | 0 | 0 | 0 | 0 | 0 | 0 | 0 | 0 | 0 | 0 | 0 | 0 | 0 | 0 | 0 | 0 | 0 | 0 | 0 | 0
2UPH | 0 | 0 | 0 | 0 | 0 | 0 | 0 | 0 | 0 | 0 | 0 | 0 | 0 | 0 | 0 | 0 | 0 | 0 | 0 | 0 | 0 | 0 | 0 | 0
2S9Q | 0 | 0 | 0 | 0 | 0 | 0 | 0 | 0 | 0 | 0 | 0 | 0 | 0 | 0 | 0 | 0 | 0 | 0 | 0 | 0 | 0 | 0 | 0 | 0
TMB1 | 0 | 0 | 0 | 0 | 0 | 0 | 0 | 0 | 0 | 0 | 0 | 0 | 0 | 0 | 0 | 0 | 0 | 0 | 0 | 0 | 0 | 0 | 0 | 0
TCD1 | 601330 | 601330 | 601330 | 601330 | 601330 | 601330 | 601330 | 601330 | 601330 | 601330 | 601330 | 601330 | 601330 | 601330 | 601330 | 601330 | 601330 | 601330 | 601330 | 601330 | 601330 | 601330 | 601330 | 601330
TCD2 | 612880 | 612880 | 612880 | 612880 | 612880 | 612880 | 612880 | 612880 | 612880 | 612880 | 612880 | 612880 | 612880 | 612880 | 612880 | 612880 | 612880 | 612880 | 612880 | 612880 | 612880 | 612880 | 612880 | 612880
2WFN | 0 | 0 | 0 | 0 | 0 | 0 | 0 | 0 | 0 | 0 | 0 | 0 | 0 | 0 | 0 | 0 | 0 | 0 | 0 | 0 | 0 | 0 | 0 | 0
TRM1 | 0 | 0 | 0 | 0 | 0 | 0 | 0 | 0 | 0 | 0 | 0 | 0 | 0 | 0 | 0 | 0 | 0 | 0 | 0 | 0 | 0 | 0 | 0 | 0
TDR1 | 1013540 | 1013540 | 1013540 | 1013540 | 1013540 | 1013540 | 1013540 | 1013540 | 1013540 | 1013540 | 1013540 | 1013540 | 1013540 | 1013540 | 1013540 | 1013540 | 1013540 | 1013540 | 1013540 | 1013540 | 1013540 | 1013540 | 1013540 | 1013540
TEC1 | 0 | 0 | 0 | 0 | 0 | 0 | 0 | 0 | 0 | 0 | 0 | 0 | 0 | 0 | 0 | 0 | 0 | 0 | 0 | 0 | 0 | 0 | 0 | 0
2U93 | 0 | 0 | 0 | 0 | 0 | 0 | 0 | 0 | 0 | 0 | 0 | 0 | 0 | 0 | 0 | 0 | 0 | 0 | 0 | 0 | 0 | 0 | 0 | 0
2U8Y | 0 | 0 | 0 | 0 | 0 | 0 | 0 | 0 | 0 | 0 | 0 | 0 | 0 | 0 | 0 | 0 | 0 | 0 | 0 | 0 | 0 | 0 | 0 | 0
2U91 | 0 | 0 | 0 | 0 | 0 | 0 | 0 | 0 | 0 | 0 | 0 | 0 | 0 | 0 | 0 | 0 | 0 | 0 | 0 | 0 | 0 | 0 | 0 | 0
TRN1 | 0 | 0 | 0 | 0 | 0 | 0 | 0 | 0 | 0 | 0 | 0 | 0 | 0 | 0 | 0 | 0 | 0 | 0 | 0 | 0 | 0 | 0 | 0 | 0
TPD1 | 0 | 0 | 0 | 0 | 0 | 0 | 0 | 0 | 0 | 0 | 0 | 0 | 0 | 0 | 0 | 0 | 0 | 0 | 0 | 0 | 0 | 0 | 0 | 0
TSR1 | 0 | 0 | 0 | 0 | 0 | 0 | 0 | 0 | 0 | 0 | 0 | 0 | 0 | 0 | 0 | 0 | 0 | 0 | 0 | 0 | 0 | 0 | 0 | 0
TVL1 | 0 | 0 | 0 | 0 | 0 | 0 | 0 | 0 | 0 | 0 | 0 | 0 | 0 | 0 | 0 | 0 | 0 | 0 | 0 | 0 | 0 | 0 | 0 | 0
TYP1 | 513000 | 513000 | 513000 | 513000 | 513000 | 513000 | 513000 | 513000 | 513000 | 513000 | 513000 | 513000 | 513000 | 513000 | 513000 | 513000 | 513000 | 513000 | 513000 | 513000 | 513000 | 513000 | 513000 | 513000
TYP2 | 513000 | 513000 | 513000 | 513000 | 513000 | 513000 | 513000 | 513000 | 513000 | 513000 | 513000 | 513000 | 513000 | 513000 | 513000 | 513000 | 513000 | 513000 | 513000 | 513000 | 513000 | 513000 | 513000 | 513000
TYP3 | 0 | 0 | 0 | 0 | 0 | 0 | 0 | 0 | 0 | 0 | 0 | 0 | 0 | 0 | 0 | 0 | 0 | 0 | 0 | 0 | 0 | 0 | 0 | 0
TYP4 | 0 | 0 | 0 | 0 | 0 | 0 | 0 | 0 | 0 | 0 | 0 | 0 | 0 | 0 | 0 | 0 | 0 | 0 | 0 | 0 | 0 | 0 | 0 | 0
TYP5 | 0 | 0 | 0 | 0 | 0 | 0 | 0 | 0 | 0 | 0 | 0 | 0 | 0 | 0 | 0 | 0 | 0 | 0 | 0 | 0 | 0 | 0 | 0 | 0
2ZP9 | 0 | 0 | 0 | 0 | 0 | 0 | 0 | 0 | 0 | 0 | 0 | 0 | 0 | 0 | 0 | 0 | 0 | 0 | 0 | 0 | 0 | 0 | 0 | 0
TR2G | 0 | 0 | 0 | 0 | 0 | 0 | 0 | 0 | 0 | 0 | 0 | 0 | 0 | 0 | 0 | 0 | 0 | 0 | 0 | 0 | 0 | 0 | 0 | 0
TR3G | 0 | 0 | 0 | 0 | 0 | 0 | 0 | 0 | 0 | 0 | 0 | 0 | 0 | 0 | 0 | 0 | 0 | 0 | 0 | 0 | 0 | 0 | 0 | 0
TUJ1 | 0 | 0 | 0 | 0 | 0 | 0 | 0 | 0 | 0 | 0 | 0 | 0 | 0 | 0 | 0 | 0 | 0 | 0 | 0 | 0 | 0 | 0 | 0 | 0
UNN1 | 0 | 0 | 0 | 0 | 0 | 0 | 0 | 0 | 0 | 0 | 0 | 0 | 0 | 0 | 0 | 0 | 0 | 0 | 0 | 0 | 0 | 0 | 0 | 0
URA1 | 76600 | 76600 | 76600 | 76600 | 76600 | 76600 | 76600 | 76600 | 76600 | 76600 | 76600 | 76600 | 76600 | 76600 | 76600 | 76600 | 76600 | 76600 | 76600 | 76600 | 76600 | 76600 | 76600 | 76600
PLU1 | 0 | 0 | 0 | 0 | 0 | 0 | 0 | 0 | 0 | 0 | 0 | 0 | 0 | 0 | 0 | 0 | 0 | 0 | 0 | 0 | 0 | 0 | 0 | 0
USQ1 | 0 | 0 | 0 | 0 | 0 | 0 | 0 | 0 | 0 | 0 | 0 | 0 | 0 | 0 | 0 | 0 | 0 | 0 | 0 | 0 | 0 | 0 | 0 | 0
VNTA | 0 | 0 | 0 | 0 | 0 | 0 | 0 | 0 | 0 | 0 | 0 | 0 | 0 | 0 | 0 | 0 | 0 | 0 | 0 | 0 | 0 | 0 | 0 | 0
VNTB | 0 | 0 | 0 | 0 | 0 | 0 | 0 | 0 | 0 | 0 | 0 | 0 | 0 | 0 | 0 | 0 | 0 | 0 | 0 | 0 | 0 | 0 | 0 | 0
ZPA2 | 204240 | 204240 | 204240 | 204240 | 204240 | 204240 | 204240 | 204240 | 204240 | 204240 | 204240 | 204240 | 204240 | 204240 | 204240 | 204240 | 204240 | 204240 | 204240 | 204240 | 204240 | 204240 | 204240 | 204240
ZPA3 | 203560 | 203560 | 203560 | 203560 | 203560 | 203560 | 203560 | 203560 | 203560 | 203560 | 203560 | 203560 | 203560 | 203560 | 203560 | 203560 | 203560 | 203560 | 203560 | 203560 | 203560 | 203560 | 203560 | 203560
ZPA4 | 203170 | 203170 | 203170 | 203170 | 203170 | 203170 | 203170 | 203170 | 203170 | 203170 | 203170 | 203170 | 203170 | 203170 | 203170 | 203170 | 203170 | 203170 | 203170 | 203170 | 203170 | 203170 | 203170 | 203170
ZPA5 | 204930 | 204930 | 204930 | 204930 | 204930 | 204930 | 204930 | 204930 | 204930 | 204930 | 204930 | 204930 | 204930 | 204930 | 204930 | 204930 | 204930 | 204930 | 204930 | 204930 | 204930 | 204930 | 204930 | 204930

## Gen_PAP_cost
Gen_index | 0 | 1 | 2 | 3 | 4 | 5 | 6 | 7 | 8 | 9 | 10 | 11 | 12 | 13 | 14 | 15 | 16 | 17 | 18 | 19 | 20 | 21 | 22 | 23
2XXR | 0 | 0 | 0 | 0 | 0 | 0 | 0 | 0 | 0 | 0 | 0 | 0 | 0 | 0 | 0 | 0 | 0 | 0 | 0 | 0 | 0 | 0 | 0 | 0
3AL6 | 0 | 0 | 0 | 0 | 0 | 0 | 0 | 0 | 0 | 0 | 0 | 0 | 0 | 0 | 0 | 0 | 0 | 0 | 0 | 0 | 0 | 0 | 0 | 0
2ZJT | 0 | 0 | 0 | 0 | 0 | 0 | 0 | 0 | 0 | 0 | 0 | 0 | 0 | 0 | 0 | 0 | 0 | 0 | 0 | 0 | 0 | 0 | 0 | 0
3AXV | 0 | 0 | 0 | 0 | 0 | 0 | 0 | 0 | 0 | 0 | 0 | 0 | 0 | 0 | 0 | 0 | 0 | 0 | 0 | 0 | 0 | 0 | 0 | 0
2YMA | 0 | 0 | 0 | 0 | 0 | 0 | 0 | 0 | 0 | 0 | 0 | 0 | 0 | 0 | 0 | 0 | 0 | 0 | 0 | 0 | 0 | 0 | 0 | 0
2Z66 | 0 | 0 | 0 | 0 | 0 | 0 | 0 | 0 | 0 | 0 | 0 | 0 | 0 | 0 | 0 | 0 | 0 | 0 | 0 | 0 | 0 | 0 | 0 | 0
2YQM | 0 | 0 | 0 | 0 | 0 | 0 | 0 | 0 | 0 | 0 | 0 | 0 | 0 | 0 | 0 | 0 | 0 | 0 | 0 | 0 | 0 | 0 | 0 | 0
AFR1 | 0 | 0 | 0 | 0 | 0 | 0 | 0 | 0 | 0 | 0 | 0 | 0 | 0 | 0 | 0 | 0 | 0 | 0 | 0 | 0 | 0 | 0 | 0 | 0
ALBG | 0 | 0 | 0 | 0 | 0 | 0 | 0 | 0 | 0 | 0 | 0 | 0 | 0 | 0 | 0 | 0 | 0 | 0 | 0 | 0 | 0 | 0 | 0 | 0
2SDR | 0 | 0 | 0 | 0 | 0 | 0 | 0 | 0 | 0 | 0 | 0 | 0 | 0 | 0 | 0 | 0 | 0 | 0 | 0 | 0 | 0 | 0 | 0 | 0
ALTG | 0 | 0 | 0 | 0 | 0 | 0 | 0 | 0 | 0 | 0 | 0 | 0 | 0 | 0 | 0 | 0 | 0 | 0 | 0 | 0 | 0 | 0 | 0 | 0
AMA1 | 0 | 0 | 0 | 0 | 0 | 0 | 0 | 0 | 0 | 0 | 0 | 0 | 0 | 0 | 0 | 0 | 0 | 0 | 0 | 0 | 0 | 0 | 0 | 0
AMF1 | 0 | 0 | 0 | 0 | 0 | 0 | 0 | 0 | 0 | 0 | 0 | 0 | 0 | 0 | 0 | 0 | 0 | 0 | 0 | 0 | 0 | 0 | 0 | 0
AMR1 | 0 | 0 | 0 | 0 | 0 | 0 | 0 | 0 | 0 | 0 | 0 | 0 | 0 | 0 | 0 | 0 | 0 | 0 | 0 | 0 | 0 | 0 | 0 | 0
MOY1 | 0 | 0 | 0 | 0 | 0 | 0 | 0 | 0 | 0 | 0 | 0 | 0 | 0 | 0 | 0 | 0 | 0 | 0 | 0 | 0 | 0 | 0 | 0 | 0
ASN1 | 0 | 0 | 0 | 0 | 0 | 0 | 0 | 0 | 0 | 0 | 0 | 0 | 0 | 0 | 0 | 0 | 0 | 0 | 0 | 0 | 0 | 0 | 0 | 0
2UX3 | 0 | 0 | 0 | 0 | 0 | 0 | 0 | 0 | 0 | 0 | 0 | 0 | 0 | 0 | 0 | 0 | 0 | 0 | 0 | 0 | 0 | 0 | 0 | 0
ARG1 | 0 | 0 | 0 | 0 | 0 | 0 | 0 | 0 | 0 | 0 | 0 | 0 | 0 | 0 | 0 | 0 | 0 | 0 | 0 | 0 | 0 | 0 | 0 | 0
2S6U | 0 | 0 | 0 | 0 | 0 | 0 | 0 | 0 | 0 | 0 | 0 | 0 | 0 | 0 | 0 | 0 | 0 | 0 | 0 | 0 | 0 | 0 | 0 | 0
2V25 | 0 | 0 | 0 | 0 | 0 | 0 | 0 | 0 | 0 | 0 | 0 | 0 | 0 | 0 | 0 | 0 | 0 | 0 | 0 | 0 | 0 | 0 | 0 | 0
2S8G | 0 | 0 | 0 | 0 | 0 | 0 | 0 | 0 | 0 | 0 | 0 | 0 | 0 | 0 | 0 | 0 | 0 | 0 | 0 | 0 | 0 | 0 | 0 | 0
2S6S | 0 | 0 | 0 | 0 | 0 | 0 | 0 | 0 | 0 | 0 | 0 | 0 | 0 | 0 | 0 | 0 | 0 | 0 | 0 | 0 | 0 | 0 | 0 | 0
AYR1 | 0 | 0 | 0 | 0 | 0 | 0 | 0 | 0 | 0 | 0 | 0 | 0 | 0 | 0 | 0 | 0 | 0 | 0 | 0 | 0 | 0 | 0 | 0 | 0
2TYI | 0 | 0 | 0 | 0 | 0 | 0 | 0 | 0 | 0 | 0 | 0 | 0 | 0 | 0 | 0 | 0 | 0 | 0 | 0 | 0 | 0 | 0 | 0 | 0
CMN1 | 0 | 0 | 0 | 0 | 0 | 0 | 0 | 0 | 0 | 0 | 0 | 0 | 0 | 0 | 0 | 0 | 0 | 0 | 0 | 0 | 0 | 0 | 0 | 0
2V27 | 0 | 0 | 0 | 0 | 0 | 0 | 0 | 0 | 0 | 0 | 0 | 0 | 0 | 0 | 0 | 0 | 0 | 0 | 0 | 0 | 0 | 0 | 0 | 0
2YB9 | 0 | 0 | 0 | 0 | 0 | 0 | 0 | 0 | 0 | 0 | 0 | 0 | 0 | 0 | 0 | 0 | 0 | 0 | 0 | 0 | 0 | 0 | 0 | 0
2YQO | 0 | 0 | 0 | 0 | 0 | 0 | 0 | 0 | 0 | 0 | 0 | 0 | 0 | 0 | 0 | 0 | 0 | 0 | 0 | 0 | 0 | 0 | 0 | 0
3C3X | 0 | 0 | 0 | 0 | 0 | 0 | 0 | 0 | 0 | 0 | 0 | 0 | 0 | 0 | 0 | 0 | 0 | 0 | 0 | 0 | 0 | 0 | 0 | 0
3ADA | 0 | 0 | 0 | 0 | 0 | 0 | 0 | 0 | 0 | 0 | 0 | 0 | 0 | 0 | 0 | 0 | 0 | 0 | 0 | 0 | 0 | 0 | 0 | 0
2S8I | 0 | 0 | 0 | 0 | 0 | 0 | 0 | 0 | 0 | 0 | 0 | 0 | 0 | 0 | 0 | 0 | 0 | 0 | 0 | 0 | 0 | 0 | 0 | 0
3C4V | 0 | 0 | 0 | 0 | 0 | 0 | 0 | 0 | 0 | 0 | 0 | 0 | 0 | 0 | 0 | 0 | 0 | 0 | 0 | 0 | 0 | 0 | 0 | 0
2YWY | 0 | 0 | 0 | 0 | 0 | 0 | 0 | 0 | 0 | 0 | 0 | 0 | 0 | 0 | 0 | 0 | 0 | 0 | 0 | 0 | 0 | 0 | 0 | 0
2S6Q | 0 | 0 | 0 | 0 | 0 | 0 | 0 | 0 | 0 | 0 | 0 | 0 | 0 | 0 | 0 | 0 | 0 | 0 | 0 | 0 | 0 | 0 | 0 | 0
2QV2 | 0 | 0 | 0 | 0 | 0 | 0 | 0 | 0 | 0 | 0 | 0 | 0 | 0 | 0 | 0 | 0 | 0 | 0 | 0 | 0 | 0 | 0 | 0 | 0
TBQ3 | 61943102 | 61943102 | 61943102 | 61943102 | 61943102 | 61943102 | 61943102 | 61943102 | 61943102 | 61943102 | 61943102 | 61943102 | 61943102 | 61943102 | 61943102 | 61943102 | 61943102 | 61943102 | 61943102 | 61943102 | 61943102 | 61943102 | 61943102 | 61943102
TBQ4 | 61943102 | 61943102 | 61943102 | 61943102 | 61943102 | 61943102 | 61943102 | 61943102 | 61943102 | 61943102 | 61943102 | 61943102 | 61943102 | 61943102 | 61943102 | 61943102 | 61943102 | 61943102 | 61943102 | 61943102 | 61943102 | 61943102 | 61943102 | 61943102
BAR1 | 0 | 0 | 0 | 0 | 0 | 0 | 0 | 0 | 0 | 0 | 0 | 0 | 0 | 0 | 0 | 0 | 0 | 0 | 0 | 0 | 0 | 0 | 0 | 0
BYN1 | 0 | 0 | 0 | 0 | 0 | 0 | 0 | 0 | 0 | 0 | 0 | 0 | 0 | 0 | 0 | 0 | 0 | 0 | 0 | 0 | 0 | 0 | 0 | 0
BLL3 | 0 | 0 | 0 | 0 | 0 | 0 | 0 | 0 | 0 | 0 | 0 | 0 | 0 | 0 | 0 | 0 | 0 | 0 | 0 | 0 | 0 | 0 | 0 | 0
BLM1 | 0 | 0 | 0 | 0 | 0 | 0 | 0 | 0 | 0 | 0 | 0 | 0 | 0 | 0 | 0 | 0 | 0 | 0 | 0 | 0 | 0 | 0 | 0 | 0
CHBG | 0 | 0 | 0 | 0 | 0 | 0 | 0 | 0 | 0 | 0 | 0 | 0 | 0 | 0 | 0 | 0 | 0 | 0 | 0 | 0 | 0 | 0 | 0 | 0
2SXQ | 0 | 0 | 0 | 0 | 0 | 0 | 0 | 0 | 0 | 0 | 0 | 0 | 0 | 0 | 0 | 0 | 0 | 0 | 0 | 0 | 0 | 0 | 0 | 0
CLDR | 0 | 0 | 0 | 0 | 0 | 0 | 0 | 0 | 0 | 0 | 0 | 0 | 0 | 0 | 0 | 0 | 0 | 0 | 0 | 0 | 0 | 0 | 0 | 0
CLMG | 0 | 0 | 0 | 0 | 0 | 0 | 0 | 0 | 0 | 0 | 0 | 0 | 0 | 0 | 0 | 0 | 0 | 0 | 0 | 0 | 0 | 0 | 0 | 0
CPT1 | 0 | 0 | 0 | 0 | 0 | 0 | 0 | 0 | 0 | 0 | 0 | 0 | 0 | 0 | 0 | 0 | 0 | 0 | 0 | 0 | 0 | 0 | 0 | 0
CMP2 | 0 | 0 | 0 | 0 | 0 | 0 | 0 | 0 | 0 | 0 | 0 | 0 | 0 | 0 | 0 | 0 | 0 | 0 | 0 | 0 | 0 | 0 | 0 | 0
2T7D | 0 | 0 | 0 | 0 | 0 | 0 | 0 | 0 | 0 | 0 | 0 | 0 | 0 | 0 | 0 | 0 | 0 | 0 | 0 | 0 | 0 | 0 | 0 | 0
CRC1 | 0 | 0 | 0 | 0 | 0 | 0 | 0 | 0 | 0 | 0 | 0 | 0 | 0 | 0 | 0 | 0 | 0 | 0 | 0 | 0 | 0 | 0 | 0 | 0
CLL1 | 0 | 0 | 0 | 0 | 0 | 0 | 0 | 0 | 0 | 0 | 0 | 0 | 0 | 0 | 0 | 0 | 0 | 0 | 0 | 0 | 0 | 0 | 0 | 0
CTG1 | 64906212 | 64906212 | 64906212 | 64906212 | 64906212 | 64906212 | 64906212 | 64906212 | 64906212 | 64906212 | 64906212 | 64906212 | 64906212 | 64906212 | 64906212 | 64906212 | 64906212 | 64906212 | 64906212 | 64906212 | 64906212 | 64906212 | 64906212 | 64906212
CTG2 | 59161938 | 59161938 | 59161938 | 59161938 | 59161938 | 59161938 | 59161938 | 59161938 | 59161938 | 59161938 | 59161938 | 59161938 | 59161938 | 59161938 | 59161938 | 59161938 | 59161938 | 59161938 | 59161938 | 59161938 | 59161938 | 59161938 | 59161938 | 59161938
CTG3 | 61103926 | 61103926 | 61103926 | 61103926 | 61103926 | 61103926 | 61103926 | 61103926 | 61103926 | 61103926 | 61103926 | 61103926 | 61103926 | 61103926 | 61103926 | 61103926 | 61103926 | 61103926 | 61103926 | 61103926 | 61103926 | 61103926 | 61103926 | 61103926
GCA1 | 0 | 0 | 0 | 0 | 0 | 0 | 0 | 0 | 0 | 0 | 0 | 0 | 0 | 0 | 0 | 0 | 0 | 0 | 0 | 0 | 0 | 0 | 0 | 0
CSC1 | 0 | 0 | 0 | 0 | 0 | 0 | 0 | 0 | 0 | 0 | 0 | 0 | 0 | 0 | 0 | 0 | 0 | 0 | 0 | 0 | 0 | 0 | 0 | 0
3AQP | 0 | 0 | 0 | 0 | 0 | 0 | 0 | 0 | 0 | 0 | 0 | 0 | 0 | 0 | 0 | 0 | 0 | 0 | 0 | 0 | 0 | 0 | 0 | 0
2VJS | 0 | 0 | 0 | 0 | 0 | 0 | 0 | 0 | 0 | 0 | 0 | 0 | 0 | 0 | 0 | 0 | 0 | 0 | 0 | 0 | 0 | 0 | 0 | 0
3ACC | 0 | 0 | 0 | 0 | 0 | 0 | 0 | 0 | 0 | 0 | 0 | 0 | 0 | 0 | 0 | 0 | 0 | 0 | 0 | 0 | 0 | 0 | 0 | 0
2ZHY | 0 | 0 | 0 | 0 | 0 | 0 | 0 | 0 | 0 | 0 | 0 | 0 | 0 | 0 | 0 | 0 | 0 | 0 | 0 | 0 | 0 | 0 | 0 | 0
3BZB | 0 | 0 | 0 | 0 | 0 | 0 | 0 | 0 | 0 | 0 | 0 | 0 | 0 | 0 | 0 | 0 | 0 | 0 | 0 | 0 | 0 | 0 | 0 | 0
CAS1 | 0 | 0 | 0 | 0 | 0 | 0 | 0 | 0 | 0 | 0 | 0 | 0 | 0 | 0 | 0 | 0 | 0 | 0 | 0 | 0 | 0 | 0 | 0 | 0
CQT1 | 0 | 0 | 0 | 0 | 0 | 0 | 0 | 0 | 0 | 0 | 0 | 0 | 0 | 0 | 0 | 0 | 0 | 0 | 0 | 0 | 0 | 0 | 0 | 0
CHVR | 0 | 0 | 0 | 0 | 0 | 0 | 0 | 0 | 0 | 0 | 0 | 0 | 0 | 0 | 0 | 0 | 0 | 0 | 0 | 0 | 0 | 0 | 0 | 0
CCN1 | 0 | 0 | 0 | 0 | 0 | 0 | 0 | 0 | 0 | 0 | 0 | 0 | 0 | 0 | 0 | 0 | 0 | 0 | 0 | 0 | 0 | 0 | 0 | 0
COE1 | 0 | 0 | 0 | 0 | 0 | 0 | 0 | 0 | 0 | 0 | 0 | 0 | 0 | 0 | 0 | 0 | 0 | 0 | 0 | 0 | 0 | 0 | 0 | 0
2UP2 | 0 | 0 | 0 | 0 | 0 | 0 | 0 | 0 | 0 | 0 | 0 | 0 | 0 | 0 | 0 | 0 | 0 | 0 | 0 | 0 | 0 | 0 | 0 | 0
PNC1 | 0 | 0 | 0 | 0 | 0 | 0 | 0 | 0 | 0 | 0 | 0 | 0 | 0 | 0 | 0 | 0 | 0 | 0 | 0 | 0 | 0 | 0 | 0 | 0
CUC1 | 0 | 0 | 0 | 0 | 0 | 0 | 0 | 0 | 0 | 0 | 0 | 0 | 0 | 0 | 0 | 0 | 0 | 0 | 0 | 0 | 0 | 0 | 0 | 0
CUR1 | 0 | 0 | 0 | 0 | 0 | 0 | 0 | 0 | 0 | 0 | 0 | 0 | 0 | 0 | 0 | 0 | 0 | 0 | 0 | 0 | 0 | 0 | 0 | 0
DVS1 | 0 | 0 | 0 | 0 | 0 | 0 | 0 | 0 | 0 | 0 | 0 | 0 | 0 | 0 | 0 | 0 | 0 | 0 | 0 | 0 | 0 | 0 | 0 | 0
2S8S | 0 | 0 | 0 | 0 | 0 | 0 | 0 | 0 | 0 | 0 | 0 | 0 | 0 | 0 | 0 | 0 | 0 | 0 | 0 | 0 | 0 | 0 | 0 | 0
BSQ1 | 0 | 0 | 0 | 0 | 0 | 0 | 0 | 0 | 0 | 0 | 0 | 0 | 0 | 0 | 0 | 0 | 0 | 0 | 0 | 0 | 0 | 0 | 0 | 0
2S9L | 0 | 0 | 0 | 0 | 0 | 0 | 0 | 0 | 0 | 0 | 0 | 0 | 0 | 0 | 0 | 0 | 0 | 0 | 0 | 0 | 0 | 0 | 0 | 0
2SW1 | 0 | 0 | 0 | 0 | 0 | 0 | 0 | 0 | 0 | 0 | 0 | 0 | 0 | 0 | 0 | 0 | 0 | 0 | 0 | 0 | 0 | 0 | 0 | 0
LMR1 | 0 | 0 | 0 | 0 | 0 | 0 | 0 | 0 | 0 | 0 | 0 | 0 | 0 | 0 | 0 | 0 | 0 | 0 | 0 | 0 | 0 | 0 | 0 | 0
2T1L | 0 | 0 | 0 | 0 | 0 | 0 | 0 | 0 | 0 | 0 | 0 | 0 | 0 | 0 | 0 | 0 | 0 | 0 | 0 | 0 | 0 | 0 | 0 | 0
EPFV | 0 | 0 | 0 | 0 | 0 | 0 | 0 | 0 | 0 | 0 | 0 | 0 | 0 | 0 | 0 | 0 | 0 | 0 | 0 | 0 | 0 | 0 | 0 | 0
2QBW | 0 | 0 | 0 | 0 | 0 | 0 | 0 | 0 | 0 | 0 | 0 | 0 | 0 | 0 | 0 | 0 | 0 | 0 | 0 | 0 | 0 | 0 | 0 | 0
QUI1 | 0 | 0 | 0 | 0 | 0 | 0 | 0 | 0 | 0 | 0 | 0 | 0 | 0 | 0 | 0 | 0 | 0 | 0 | 0 | 0 | 0 | 0 | 0 | 0
HMIN | 0 | 0 | 0 | 0 | 0 | 0 | 0 | 0 | 0 | 0 | 0 | 0 | 0 | 0 | 0 | 0 | 0 | 0 | 0 | 0 | 0 | 0 | 0 | 0
ESMR | 0 | 0 | 0 | 0 | 0 | 0 | 0 | 0 | 0 | 0 | 0 | 0 | 0 | 0 | 0 | 0 | 0 | 0 | 0 | 0 | 0 | 0 | 0 | 0
TFL4 | 123407205 | 123407205 | 123407205 | 123407205 | 123407205 | 123407205 | 123407205 | 123407205 | 123407205 | 123407205 | 123407205 | 123407205 | 123407205 | 123407205 | 123407205 | 123407205 | 123407205 | 123407205 | 123407205 | 123407205 | 123407205 | 123407205 | 123407205 | 123407205
TFL1 | 67590834 | 67590834 | 67590834 | 67590834 | 67590834 | 67590834 | 67590834 | 67590834 | 67590834 | 67590834 | 67590834 | 67590834 | 67590834 | 67590834 | 67590834 | 67590834 | 67590834 | 67590834 | 67590834 | 67590834 | 67590834 | 67590834 | 67590834 | 67590834
FLRD | 0 | 0 | 0 | 0 | 0 | 0 | 0 | 0 | 0 | 0 | 0 | 0 | 0 | 0 | 0 | 0 | 0 | 0 | 0 | 0 | 0 | 0 | 0 | 0
APHA | 0 | 0 | 0 | 0 | 0 | 0 | 0 | 0 | 0 | 0 | 0 | 0 | 0 | 0 | 0 | 0 | 0 | 0 | 0 | 0 | 0 | 0 | 0 | 0
BETA | 0 | 0 | 0 | 0 | 0 | 0 | 0 | 0 | 0 | 0 | 0 | 0 | 0 | 0 | 0 | 0 | 0 | 0 | 0 | 0 | 0 | 0 | 0 | 0
GEC3 | 108558238 | 108558238 | 108558238 | 108558238 | 108558238 | 108558238 | 108558238 | 108558238 | 108558238 | 108558238 | 108558238 | 108558238 | 108558238 | 108558238 | 108558238 | 108558238 | 108558238 | 108558238 | 108558238 | 108558238 | 108558238 | 108558238 | 108558238 | 108558238
GE32 | 118197627 | 118197627 | 118197627 | 118197627 | 118197627 | 118197627 | 118197627 | 118197627 | 118197627 | 118197627 | 118197627 | 118197627 | 118197627 | 118197627 | 118197627 | 118197627 | 118197627 | 118197627 | 118197627 | 118197627 | 118197627 | 118197627 | 118197627 | 118197627
3B4L | 0 | 0 | 0 | 0 | 0 | 0 | 0 | 0 | 0 | 0 | 0 | 0 | 0 | 0 | 0 | 0 | 0 | 0 | 0 | 0 | 0 | 0 | 0 | 0
GCC1 | 0 | 0 | 0 | 0 | 0 | 0 | 0 | 0 | 0 | 0 | 0 | 0 | 0 | 0 | 0 | 0 | 0 | 0 | 0 | 0 | 0 | 0 | 0 | 0
TGJ1 | 63810826 | 63810826 | 63810826 | 63810826 | 63810826 | 63810826 | 63810826 | 63810826 | 63810826 | 63810826 | 63810826 | 63810826 | 63810826 | 63810826 | 63810826 | 63810826 | 63810826 | 63810826 | 63810826 | 63810826 | 63810826 | 63810826 | 63810826 | 63810826
TGJ2 | 63810826 | 63810826 | 63810826 | 63810826 | 63810826 | 63810826 | 63810826 | 63810826 | 63810826 | 63810826 | 63810826 | 63810826 | 63810826 | 63810826 | 63810826 | 63810826 | 63810826 | 63810826 | 63810826 | 63810826 | 63810826 | 63810826 | 63810826 | 63810826
GQA1 | 0 | 0 | 0 | 0 | 0 | 0 | 0 | 0 | 0 | 0 | 0 | 0 | 0 | 0 | 0 | 0 | 0 | 0 | 0 | 0 | 0 | 0 | 0 | 0
GTPE | 0 | 0 | 0 | 0 | 0 | 0 | 0 | 0 | 0 | 0 | 0 | 0 | 0 | 0 | 0 | 0 | 0 | 0 | 0 | 0 | 0 | 0 | 0 | 0
GTRG | 0 | 0 | 0 | 0 | 0 | 0 | 0 | 0 | 0 | 0 | 0 | 0 | 0 | 0 | 0 | 0 | 0 | 0 | 0 | 0 | 0 | 0 | 0 | 0
GVIO | 0 | 0 | 0 | 0 | 0 | 0 | 0 | 0 | 0 | 0 | 0 | 0 | 0 | 0 | 0 | 0 | 0 | 0 | 0 | 0 | 0 | 0 | 0 | 0
2S8N | 0 | 0 | 0 | 0 | 0 | 0 | 0 | 0 | 0 | 0 | 0 | 0 | 0 | 0 | 0 | 0 | 0 | 0 | 0 | 0 | 0 | 0 | 0 | 0
2YNA | 0 | 0 | 0 | 0 | 0 | 0 | 0 | 0 | 0 | 0 | 0 | 0 | 0 | 0 | 0 | 0 | 0 | 0 | 0 | 0 | 0 | 0 | 0 | 0
HMO1 | 0 | 0 | 0 | 0 | 0 | 0 | 0 | 0 | 0 | 0 | 0 | 0 | 0 | 0 | 0 | 0 | 0 | 0 | 0 | 0 | 0 | 0 | 0 | 0
INC1 | 0 | 0 | 0 | 0 | 0 | 0 | 0 | 0 | 0 | 0 | 0 | 0 | 0 | 0 | 0 | 0 | 0 | 0 | 0 | 0 | 0 | 0 | 0 | 0
ILC1 | 0 | 0 | 0 | 0 | 0 | 0 | 0 | 0 | 0 | 0 | 0 | 0 | 0 | 0 | 0 | 0 | 0 | 0 | 0 | 0 | 0 | 0 | 0 | 0
PIC1 | 0 | 0 | 0 | 0 | 0 | 0 | 0 | 0 | 0 | 0 | 0 | 0 | 0 | 0 | 0 | 0 | 0 | 0 | 0 | 0 | 0 | 0 | 0 | 0
CIP1 | 0 | 0 | 0 | 0 | 0 | 0 | 0 | 0 | 0 | 0 | 0 | 0 | 0 | 0 | 0 | 0 | 0 | 0 | 0 | 0 | 0 | 0 | 0 | 0
RPL1 | 0 | 0 | 0 | 0 | 0 | 0 | 0 | 0 | 0 | 0 | 0 | 0 | 0 | 0 | 0 | 0 | 0 | 0 | 0 | 0 | 0 | 0 | 0 | 0
IRG1 | 0 | 0 | 0 | 0 | 0 | 0 | 0 | 0 | 0 | 0 | 0 | 0 | 0 | 0 | 0 | 0 | 0 | 0 | 0 | 0 | 0 | 0 | 0 | 0
CIS1 | 0 | 0 | 0 | 0 | 0 | 0 | 0 | 0 | 0 | 0 | 0 | 0 | 0 | 0 | 0 | 0 | 0 | 0 | 0 | 0 | 0 | 0 | 0 | 0
INS1 | 0 | 0 | 0 | 0 | 0 | 0 | 0 | 0 | 0 | 0 | 0 | 0 | 0 | 0 | 0 | 0 | 0 | 0 | 0 | 0 | 0 | 0 | 0 | 0
INT1 | 0 | 0 | 0 | 0 | 0 | 0 | 0 | 0 | 0 | 0 | 0 | 0 | 0 | 0 | 0 | 0 | 0 | 0 | 0 | 0 | 0 | 0 | 0 | 0
INZ1 | 0 | 0 | 0 | 0 | 0 | 0 | 0 | 0 | 0 | 0 | 0 | 0 | 0 | 0 | 0 | 0 | 0 | 0 | 0 | 0 | 0 | 0 | 0 | 0
IQU1 | 0 | 0 | 0 | 0 | 0 | 0 | 0 | 0 | 0 | 0 | 0 | 0 | 0 | 0 | 0 | 0 | 0 | 0 | 0 | 0 | 0 | 0 | 0 | 0
IQU2 | 0 | 0 | 0 | 0 | 0 | 0 | 0 | 0 | 0 | 0 | 0 | 0 | 0 | 0 | 0 | 0 | 0 | 0 | 0 | 0 | 0 | 0 | 0 | 0
PES1 | 0 | 0 | 0 | 0 | 0 | 0 | 0 | 0 | 0 | 0 | 0 | 0 | 0 | 0 | 0 | 0 | 0 | 0 | 0 | 0 | 0 | 0 | 0 | 0
JAGS | 0 | 0 | 0 | 0 | 0 | 0 | 0 | 0 | 0 | 0 | 0 | 0 | 0 | 0 | 0 | 0 | 0 | 0 | 0 | 0 | 0 | 0 | 0 | 0
JPR1 | 0 | 0 | 0 | 0 | 0 | 0 | 0 | 0 | 0 | 0 | 0 | 0 | 0 | 0 | 0 | 0 | 0 | 0 | 0 | 0 | 0 | 0 | 0 | 0
2V5G | 0 | 0 | 0 | 0 | 0 | 0 | 0 | 0 | 0 | 0 | 0 | 0 | 0 | 0 | 0 | 0 | 0 | 0 | 0 | 0 | 0 | 0 | 0 | 0
JBV1 | 0 | 0 | 0 | 0 | 0 | 0 | 0 | 0 | 0 | 0 | 0 | 0 | 0 | 0 | 0 | 0 | 0 | 0 | 0 | 0 | 0 | 0 | 0 | 0
ABJ1 | 0 | 0 | 0 | 0 | 0 | 0 | 0 | 0 | 0 | 0 | 0 | 0 | 0 | 0 | 0 | 0 | 0 | 0 | 0 | 0 | 0 | 0 | 0 | 0
LCS1 | 0 | 0 | 0 | 0 | 0 | 0 | 0 | 0 | 0 | 0 | 0 | 0 | 0 | 0 | 0 | 0 | 0 | 0 | 0 | 0 | 0 | 0 | 0 | 0
2S78 | 0 | 0 | 0 | 0 | 0 | 0 | 0 | 0 | 0 | 0 | 0 | 0 | 0 | 0 | 0 | 0 | 0 | 0 | 0 | 0 | 0 | 0 | 0 | 0
HRD1 | 0 | 0 | 0 | 0 | 0 | 0 | 0 | 0 | 0 | 0 | 0 | 0 | 0 | 0 | 0 | 0 | 0 | 0 | 0 | 0 | 0 | 0 | 0 | 0
NAV1 | 0 | 0 | 0 | 0 | 0 | 0 | 0 | 0 | 0 | 0 | 0 | 0 | 0 | 0 | 0 | 0 | 0 | 0 | 0 | 0 | 0 | 0 | 0 | 0
PTA1 | 0 | 0 | 0 | 0 | 0 | 0 | 0 | 0 | 0 | 0 | 0 | 0 | 0 | 0 | 0 | 0 | 0 | 0 | 0 | 0 | 0 | 0 | 0 | 0
2QRL | 0 | 0 | 0 | 0 | 0 | 0 | 0 | 0 | 0 | 0 | 0 | 0 | 0 | 0 | 0 | 0 | 0 | 0 | 0 | 0 | 0 | 0 | 0 | 0
LTSJ | 0 | 0 | 0 | 0 | 0 | 0 | 0 | 0 | 0 | 0 | 0 | 0 | 0 | 0 | 0 | 0 | 0 | 0 | 0 | 0 | 0 | 0 | 0 | 0
VLT1 | 0 | 0 | 0 | 0 | 0 | 0 | 0 | 0 | 0 | 0 | 0 | 0 | 0 | 0 | 0 | 0 | 0 | 0 | 0 | 0 | 0 | 0 | 0 | 0
2R22 | 0 | 0 | 0 | 0 | 0 | 0 | 0 | 0 | 0 | 0 | 0 | 0 | 0 | 0 | 0 | 0 | 0 | 0 | 0 | 0 | 0 | 0 | 0 | 0
2U1G | 0 | 0 | 0 | 0 | 0 | 0 | 0 | 0 | 0 | 0 | 0 | 0 | 0 | 0 | 0 | 0 | 0 | 0 | 0 | 0 | 0 | 0 | 0 | 0
2TUT | 0 | 0 | 0 | 0 | 0 | 0 | 0 | 0 | 0 | 0 | 0 | 0 | 0 | 0 | 0 | 0 | 0 | 0 | 0 | 0 | 0 | 0 | 0 | 0
2TUV | 0 | 0 | 0 | 0 | 0 | 0 | 0 | 0 | 0 | 0 | 0 | 0 | 0 | 0 | 0 | 0 | 0 | 0 | 0 | 0 | 0 | 0 | 0 | 0
2SS2 | 0 | 0 | 0 | 0 | 0 | 0 | 0 | 0 | 0 | 0 | 0 | 0 | 0 | 0 | 0 | 0 | 0 | 0 | 0 | 0 | 0 | 0 | 0 | 0
MNT1 | 0 | 0 | 0 | 0 | 0 | 0 | 0 | 0 | 0 | 0 | 0 | 0 | 0 | 0 | 0 | 0 | 0 | 0 | 0 | 0 | 0 | 0 | 0 | 0
CGM1 | 0 | 0 | 0 | 0 | 0 | 0 | 0 | 0 | 0 | 0 | 0 | 0 | 0 | 0 | 0 | 0 | 0 | 0 | 0 | 0 | 0 | 0 | 0 | 0
MRL1 | 74957763 | 74957763 | 74957763 | 74957763 | 74957763 | 74957763 | 74957763 | 74957763 | 74957763 | 74957763 | 74957763 | 74957763 | 74957763 | 74957763 | 74957763 | 74957763 | 74957763 | 74957763 | 74957763 | 74957763 | 74957763 | 74957763 | 74957763 | 74957763
HMLG | 0 | 0 | 0 | 0 | 0 | 0 | 0 | 0 | 0 | 0 | 0 | 0 | 0 | 0 | 0 | 0 | 0 | 0 | 0 | 0 | 0 | 0 | 0 | 0
MIR1 | 0 | 0 | 0 | 0 | 0 | 0 | 0 | 0 | 0 | 0 | 0 | 0 | 0 | 0 | 0 | 0 | 0 | 0 | 0 | 0 | 0 | 0 | 0 | 0
MND1 | 0 | 0 | 0 | 0 | 0 | 0 | 0 | 0 | 0 | 0 | 0 | 0 | 0 | 0 | 0 | 0 | 0 | 0 | 0 | 0 | 0 | 0 | 0 | 0
2SI1 | 0 | 0 | 0 | 0 | 0 | 0 | 0 | 0 | 0 | 0 | 0 | 0 | 0 | 0 | 0 | 0 | 0 | 0 | 0 | 0 | 0 | 0 | 0 | 0
2WC5 | 0 | 0 | 0 | 0 | 0 | 0 | 0 | 0 | 0 | 0 | 0 | 0 | 0 | 0 | 0 | 0 | 0 | 0 | 0 | 0 | 0 | 0 | 0 | 0
MNC1 | 0 | 0 | 0 | 0 | 0 | 0 | 0 | 0 | 0 | 0 | 0 | 0 | 0 | 0 | 0 | 0 | 0 | 0 | 0 | 0 | 0 | 0 | 0 | 0
NIM1 | 0 | 0 | 0 | 0 | 0 | 0 | 0 | 0 | 0 | 0 | 0 | 0 | 0 | 0 | 0 | 0 | 0 | 0 | 0 | 0 | 0 | 0 | 0 | 0
NQU1 | 0 | 0 | 0 | 0 | 0 | 0 | 0 | 0 | 0 | 0 | 0 | 0 | 0 | 0 | 0 | 0 | 0 | 0 | 0 | 0 | 0 | 0 | 0 | 0
LBR1 | 0 | 0 | 0 | 0 | 0 | 0 | 0 | 0 | 0 | 0 | 0 | 0 | 0 | 0 | 0 | 0 | 0 | 0 | 0 | 0 | 0 | 0 | 0 | 0
NTB1 | 0 | 0 | 0 | 0 | 0 | 0 | 0 | 0 | 0 | 0 | 0 | 0 | 0 | 0 | 0 | 0 | 0 | 0 | 0 | 0 | 0 | 0 | 0 | 0
OVJ1 | 0 | 0 | 0 | 0 | 0 | 0 | 0 | 0 | 0 | 0 | 0 | 0 | 0 | 0 | 0 | 0 | 0 | 0 | 0 | 0 | 0 | 0 | 0 | 0
PGUG | 0 | 0 | 0 | 0 | 0 | 0 | 0 | 0 | 0 | 0 | 0 | 0 | 0 | 0 | 0 | 0 | 0 | 0 | 0 | 0 | 0 | 0 | 0 | 0
PPA1 | 8982158 | 8982158 | 8982158 | 8982158 | 8982158 | 8982158 | 8982158 | 8982158 | 8982158 | 8982158 | 8982158 | 8982158 | 8982158 | 8982158 | 8982158 | 8982158 | 8982158 | 8982158 | 8982158 | 8982158 | 8982158 | 8982158 | 8982158 | 8982158
PPA2 | 16137437 | 16137437 | 16137437 | 16137437 | 16137437 | 16137437 | 16137437 | 16137437 | 16137437 | 16137437 | 16137437 | 16137437 | 16137437 | 16137437 | 16137437 | 16137437 | 16137437 | 16137437 | 16137437 | 16137437 | 16137437 | 16137437 | 16137437 | 16137437
PPA3 | 16137437 | 16137437 | 16137437 | 16137437 | 16137437 | 16137437 | 16137437 | 16137437 | 16137437 | 16137437 | 16137437 | 16137437 | 16137437 | 16137437 | 16137437 | 16137437 | 16137437 | 16137437 | 16137437 | 16137437 | 16137437 | 16137437 | 16137437 | 16137437
PPA4 | 27273234 | 27273234 | 27273234 | 27273234 | 27273234 | 27273234 | 27273234 | 27273234 | 27273234 | 27273234 | 27273234 | 27273234 | 27273234 | 27273234 | 27273234 | 27273234 | 27273234 | 27273234 | 27273234 | 27273234 | 27273234 | 27273234 | 27273234 | 27273234
PJR1 | 0 | 0 | 0 | 0 | 0 | 0 | 0 | 0 | 0 | 0 | 0 | 0 | 0 | 0 | 0 | 0 | 0 | 0 | 0 | 0 | 0 | 0 | 0 | 0
PLM1 | 0 | 0 | 0 | 0 | 0 | 0 | 0 | 0 | 0 | 0 | 0 | 0 | 0 | 0 | 0 | 0 | 0 | 0 | 0 | 0 | 0 | 0 | 0 | 0
PPN1 | 0 | 0 | 0 | 0 | 0 | 0 | 0 | 0 | 0 | 0 | 0 | 0 | 0 | 0 | 0 | 0 | 0 | 0 | 0 | 0 | 0 | 0 | 0 | 0
PST1 | 0 | 0 | 0 | 0 | 0 | 0 | 0 | 0 | 0 | 0 | 0 | 0 | 0 | 0 | 0 | 0 | 0 | 0 | 0 | 0 | 0 | 0 | 0 | 0
PTC1 | 0 | 0 | 0 | 0 | 0 | 0 | 0 | 0 | 0 | 0 | 0 | 0 | 0 | 0 | 0 | 0 | 0 | 0 | 0 | 0 | 0 | 0 | 0 | 0
2YIR | 0 | 0 | 0 | 0 | 0 | 0 | 0 | 0 | 0 | 0 | 0 | 0 | 0 | 0 | 0 | 0 | 0 | 0 | 0 | 0 | 0 | 0 | 0 | 0
3A44 | 0 | 0 | 0 | 0 | 0 | 0 | 0 | 0 | 0 | 0 | 0 | 0 | 0 | 0 | 0 | 0 | 0 | 0 | 0 | 0 | 0 | 0 | 0 | 0
PLYS | 0 | 0 | 0 | 0 | 0 | 0 | 0 | 0 | 0 | 0 | 0 | 0 | 0 | 0 | 0 | 0 | 0 | 0 | 0 | 0 | 0 | 0 | 0 | 0
3AFQ | 0 | 0 | 0 | 0 | 0 | 0 | 0 | 0 | 0 | 0 | 0 | 0 | 0 | 0 | 0 | 0 | 0 | 0 | 0 | 0 | 0 | 0 | 0 | 0
PRC2 | 0 | 0 | 0 | 0 | 0 | 0 | 0 | 0 | 0 | 0 | 0 | 0 | 0 | 0 | 0 | 0 | 0 | 0 | 0 | 0 | 0 | 0 | 0 | 0
PRC3 | 0 | 0 | 0 | 0 | 0 | 0 | 0 | 0 | 0 | 0 | 0 | 0 | 0 | 0 | 0 | 0 | 0 | 0 | 0 | 0 | 0 | 0 | 0 | 0
2S8U | 0 | 0 | 0 | 0 | 0 | 0 | 0 | 0 | 0 | 0 | 0 | 0 | 0 | 0 | 0 | 0 | 0 | 0 | 0 | 0 | 0 | 0 | 0 | 0
PRDO | 0 | 0 | 0 | 0 | 0 | 0 | 0 | 0 | 0 | 0 | 0 | 0 | 0 | 0 | 0 | 0 | 0 | 0 | 0 | 0 | 0 | 0 | 0 | 0
PRD4 | 0 | 0 | 0 | 0 | 0 | 0 | 0 | 0 | 0 | 0 | 0 | 0 | 0 | 0 | 0 | 0 | 0 | 0 | 0 | 0 | 0 | 0 | 0 | 0
PRG1 | 0 | 0 | 0 | 0 | 0 | 0 | 0 | 0 | 0 | 0 | 0 | 0 | 0 | 0 | 0 | 0 | 0 | 0 | 0 | 0 | 0 | 0 | 0 | 0
PRG2 | 0 | 0 | 0 | 0 | 0 | 0 | 0 | 0 | 0 | 0 | 0 | 0 | 0 | 0 | 0 | 0 | 0 | 0 | 0 | 0 | 0 | 0 | 0 | 0
2U5P | 0 | 0 | 0 | 0 | 0 | 0 | 0 | 0 | 0 | 0 | 0 | 0 | 0 | 0 | 0 | 0 | 0 | 0 | 0 | 0 | 0 | 0 | 0 | 0
PRV1 | 0 | 0 | 0 | 0 | 0 | 0 | 0 | 0 | 0 | 0 | 0 | 0 | 0 | 0 | 0 | 0 | 0 | 0 | 0 | 0 | 0 | 0 | 0 | 0
PTR1 | 0 | 0 | 0 | 0 | 0 | 0 | 0 | 0 | 0 | 0 | 0 | 0 | 0 | 0 | 0 | 0 | 0 | 0 | 0 | 0 | 0 | 0 | 0 | 0
PTG1 | 0 | 0 | 0 | 0 | 0 | 0 | 0 | 0 | 0 | 0 | 0 | 0 | 0 | 0 | 0 | 0 | 0 | 0 | 0 | 0 | 0 | 0 | 0 | 0
PMR1 | 0 | 0 | 0 | 0 | 0 | 0 | 0 | 0 | 0 | 0 | 0 | 0 | 0 | 0 | 0 | 0 | 0 | 0 | 0 | 0 | 0 | 0 | 0 | 0
RBB1 | 0 | 0 | 0 | 0 | 0 | 0 | 0 | 0 | 0 | 0 | 0 | 0 | 0 | 0 | 0 | 0 | 0 | 0 | 0 | 0 | 0 | 0 | 0 | 0
RCL1 | 0 | 0 | 0 | 0 | 0 | 0 | 0 | 0 | 0 | 0 | 0 | 0 | 0 | 0 | 0 | 0 | 0 | 0 | 0 | 0 | 0 | 0 | 0 | 0
RFR1 | 0 | 0 | 0 | 0 | 0 | 0 | 0 | 0 | 0 | 0 | 0 | 0 | 0 | 0 | 0 | 0 | 0 | 0 | 0 | 0 | 0 | 0 | 0 | 0
RFR2 | 0 | 0 | 0 | 0 | 0 | 0 | 0 | 0 | 0 | 0 | 0 | 0 | 0 | 0 | 0 | 0 | 0 | 0 | 0 | 0 | 0 | 0 | 0 | 0
RGR1 | 0 | 0 | 0 | 0 | 0 | 0 | 0 | 0 | 0 | 0 | 0 | 0 | 0 | 0 | 0 | 0 | 0 | 0 | 0 | 0 | 0 | 0 | 0 | 0
RMYO | 0 | 0 | 0 | 0 | 0 | 0 | 0 | 0 | 0 | 0 | 0 | 0 | 0 | 0 | 0 | 0 | 0 | 0 | 0 | 0 | 0 | 0 | 0 | 0
LPLO | 0 | 0 | 0 | 0 | 0 | 0 | 0 | 0 | 0 | 0 | 0 | 0 | 0 | 0 | 0 | 0 | 0 | 0 | 0 | 0 | 0 | 0 | 0 | 0
RPD1 | 0 | 0 | 0 | 0 | 0 | 0 | 0 | 0 | 0 | 0 | 0 | 0 | 0 | 0 | 0 | 0 | 0 | 0 | 0 | 0 | 0 | 0 | 0 | 0
RCIO | 0 | 0 | 0 | 0 | 0 | 0 | 0 | 0 | 0 | 0 | 0 | 0 | 0 | 0 | 0 | 0 | 0 | 0 | 0 | 0 | 0 | 0 | 0 | 0
SPY1 | 0 | 0 | 0 | 0 | 0 | 0 | 0 | 0 | 0 | 0 | 0 | 0 | 0 | 0 | 0 | 0 | 0 | 0 | 0 | 0 | 0 | 0 | 0 | 0
TMS1 | 0 | 0 | 0 | 0 | 0 | 0 | 0 | 0 | 0 | 0 | 0 | 0 | 0 | 0 | 0 | 0 | 0 | 0 | 0 | 0 | 0 | 0 | 0 | 0
RGRN | 0 | 0 | 0 | 0 | 0 | 0 | 0 | 0 | 0 | 0 | 0 | 0 | 0 | 0 | 0 | 0 | 0 | 0 | 0 | 0 | 0 | 0 | 0 | 0
RNG1 | 0 | 0 | 0 | 0 | 0 | 0 | 0 | 0 | 0 | 0 | 0 | 0 | 0 | 0 | 0 | 0 | 0 | 0 | 0 | 0 | 0 | 0 | 0 | 0
RMR1 | 0 | 0 | 0 | 0 | 0 | 0 | 0 | 0 | 0 | 0 | 0 | 0 | 0 | 0 | 0 | 0 | 0 | 0 | 0 | 0 | 0 | 0 | 0 | 0
SJN1 | 0 | 0 | 0 | 0 | 0 | 0 | 0 | 0 | 0 | 0 | 0 | 0 | 0 | 0 | 0 | 0 | 0 | 0 | 0 | 0 | 0 | 0 | 0 | 0
2QEK | 0 | 0 | 0 | 0 | 0 | 0 | 0 | 0 | 0 | 0 | 0 | 0 | 0 | 0 | 0 | 0 | 0 | 0 | 0 | 0 | 0 | 0 | 0 | 0
SLVJ | 0 | 0 | 0 | 0 | 0 | 0 | 0 | 0 | 0 | 0 | 0 | 0 | 0 | 0 | 0 | 0 | 0 | 0 | 0 | 0 | 0 | 0 | 0 | 0
2ZCF | 0 | 0 | 0 | 0 | 0 | 0 | 0 | 0 | 0 | 0 | 0 | 0 | 0 | 0 | 0 | 0 | 0 | 0 | 0 | 0 | 0 | 0 | 0 | 0
SNC1 | 0 | 0 | 0 | 0 | 0 | 0 | 0 | 0 | 0 | 0 | 0 | 0 | 0 | 0 | 0 | 0 | 0 | 0 | 0 | 0 | 0 | 0 | 0 | 0
SNCR | 0 | 0 | 0 | 0 | 0 | 0 | 0 | 0 | 0 | 0 | 0 | 0 | 0 | 0 | 0 | 0 | 0 | 0 | 0 | 0 | 0 | 0 | 0 | 0
SNFR | 0 | 0 | 0 | 0 | 0 | 0 | 0 | 0 | 0 | 0 | 0 | 0 | 0 | 0 | 0 | 0 | 0 | 0 | 0 | 0 | 0 | 0 | 0 | 0
SFC1 | 0 | 0 | 0 | 0 | 0 | 0 | 0 | 0 | 0 | 0 | 0 | 0 | 0 | 0 | 0 | 0 | 0 | 0 | 0 | 0 | 0 | 0 | 0 | 0
SJOG | 0 | 0 | 0 | 0 | 0 | 0 | 0 | 0 | 0 | 0 | 0 | 0 | 0 | 0 | 0 | 0 | 0 | 0 | 0 | 0 | 0 | 0 | 0 | 0
SJM1 | 0 | 0 | 0 | 0 | 0 | 0 | 0 | 0 | 0 | 0 | 0 | 0 | 0 | 0 | 0 | 0 | 0 | 0 | 0 | 0 | 0 | 0 | 0 | 0
2UR5 | 0 | 0 | 0 | 0 | 0 | 0 | 0 | 0 | 0 | 0 | 0 | 0 | 0 | 0 | 0 | 0 | 0 | 0 | 0 | 0 | 0 | 0 | 0 | 0
2T4P | 0 | 0 | 0 | 0 | 0 | 0 | 0 | 0 | 0 | 0 | 0 | 0 | 0 | 0 | 0 | 0 | 0 | 0 | 0 | 0 | 0 | 0 | 0 | 0
SMI1 | 0 | 0 | 0 | 0 | 0 | 0 | 0 | 0 | 0 | 0 | 0 | 0 | 0 | 0 | 0 | 0 | 0 | 0 | 0 | 0 | 0 | 0 | 0 | 0
SNT1 | 0 | 0 | 0 | 0 | 0 | 0 | 0 | 0 | 0 | 0 | 0 | 0 | 0 | 0 | 0 | 0 | 0 | 0 | 0 | 0 | 0 | 0 | 0 | 0
SRA1 | 0 | 0 | 0 | 0 | 0 | 0 | 0 | 0 | 0 | 0 | 0 | 0 | 0 | 0 | 0 | 0 | 0 | 0 | 0 | 0 | 0 | 0 | 0 | 0
STG1 | 0 | 0 | 0 | 0 | 0 | 0 | 0 | 0 | 0 | 0 | 0 | 0 | 0 | 0 | 0 | 0 | 0 | 0 | 0 | 0 | 0 | 0 | 0 | 0
SLV1 | 0 | 0 | 0 | 0 | 0 | 0 | 0 | 0 | 0 | 0 | 0 | 0 | 0 | 0 | 0 | 0 | 0 | 0 | 0 | 0 | 0 | 0 | 0 | 0
SOG1 | 0 | 0 | 0 | 0 | 0 | 0 | 0 | 0 | 0 | 0 | 0 | 0 | 0 | 0 | 0 | 0 | 0 | 0 | 0 | 0 | 0 | 0 | 0 | 0
SNS1 | 0 | 0 | 0 | 0 | 0 | 0 | 0 | 0 | 0 | 0 | 0 | 0 | 0 | 0 | 0 | 0 | 0 | 0 | 0 | 0 | 0 | 0 | 0 | 0
SBA1 | 0 | 0 | 0 | 0 | 0 | 0 | 0 | 0 | 0 | 0 | 0 | 0 | 0 | 0 | 0 | 0 | 0 | 0 | 0 | 0 | 0 | 0 | 0 | 0
SUV1 | 0 | 0 | 0 | 0 | 0 | 0 | 0 | 0 | 0 | 0 | 0 | 0 | 0 | 0 | 0 | 0 | 0 | 0 | 0 | 0 | 0 | 0 | 0 | 0
TSJ1 | 53428803 | 53428803 | 53428803 | 53428803 | 53428803 | 53428803 | 53428803 | 53428803 | 53428803 | 53428803 | 53428803 | 53428803 | 53428803 | 53428803 | 53428803 | 53428803 | 53428803 | 53428803 | 53428803 | 53428803 | 53428803 | 53428803 | 53428803 | 53428803
TSJ2 | 53685012 | 53685012 | 53685012 | 53685012 | 53685012 | 53685012 | 53685012 | 53685012 | 53685012 | 53685012 | 53685012 | 53685012 | 53685012 | 53685012 | 53685012 | 53685012 | 53685012 | 53685012 | 53685012 | 53685012 | 53685012 | 53685012 | 53685012 | 53685012
TBST | 0 | 0 | 0 | 0 | 0 | 0 | 0 | 0 | 0 | 0 | 0 | 0 | 0 | 0 | 0 | 0 | 0 | 0 | 0 | 0 | 0 | 0 | 0 | 0
2UPJ | 0 | 0 | 0 | 0 | 0 | 0 | 0 | 0 | 0 | 0 | 0 | 0 | 0 | 0 | 0 | 0 | 0 | 0 | 0 | 0 | 0 | 0 | 0 | 0
2UPD | 0 | 0 | 0 | 0 | 0 | 0 | 0 | 0 | 0 | 0 | 0 | 0 | 0 | 0 | 0 | 0 | 0 | 0 | 0 | 0 | 0 | 0 | 0 | 0
2UPF | 0 | 0 | 0 | 0 | 0 | 0 | 0 | 0 | 0 | 0 | 0 | 0 | 0 | 0 | 0 | 0 | 0 | 0 | 0 | 0 | 0 | 0 | 0 | 0
2UPH | 0 | 0 | 0 | 0 | 0 | 0 | 0 | 0 | 0 | 0 | 0 | 0 | 0 | 0 | 0 | 0 | 0 | 0 | 0 | 0 | 0 | 0 | 0 | 0
2S9Q | 0 | 0 | 0 | 0 | 0 | 0 | 0 | 0 | 0 | 0 | 0 | 0 | 0 | 0 | 0 | 0 | 0 | 0 | 0 | 0 | 0 | 0 | 0 | 0
TMB1 | 0 | 0 | 0 | 0 | 0 | 0 | 0 | 0 | 0 | 0 | 0 | 0 | 0 | 0 | 0 | 0 | 0 | 0 | 0 | 0 | 0 | 0 | 0 | 0
TCD1 | 84827369 | 84827369 | 84827369 | 84827369 | 84827369 | 84827369 | 84827369 | 84827369 | 84827369 | 84827369 | 84827369 | 84827369 | 84827369 | 84827369 | 84827369 | 84827369 | 84827369 | 84827369 | 84827369 | 84827369 | 84827369 | 84827369 | 84827369 | 84827369
TCD2 | 84827369 | 84827369 | 84827369 | 84827369 | 84827369 | 84827369 | 84827369 | 84827369 | 84827369 | 84827369 | 84827369 | 84827369 | 84827369 | 84827369 | 84827369 | 84827369 | 84827369 | 84827369 | 84827369 | 84827369 | 84827369 | 84827369 | 84827369 | 84827369
2WFN | 0 | 0 | 0 | 0 | 0 | 0 | 0 | 0 | 0 | 0 | 0 | 0 | 0 | 0 | 0 | 0 | 0 | 0 | 0 | 0 | 0 | 0 | 0 | 0
TRM1 | 87248355 | 87248355 | 87248355 | 87248355 | 87248355 | 87248355 | 87248355 | 87248355 | 87248355 | 87248355 | 87248355 | 87248355 | 87248355 | 87248355 | 87248355 | 87248355 | 87248355 | 87248355 | 87248355 | 87248355 | 87248355 | 87248355 | 87248355 | 87248355
TDR1 | 37384196 | 37384196 | 37384196 | 37384196 | 37384196 | 37384196 | 37384196 | 37384196 | 37384196 | 37384196 | 37384196 | 37384196 | 37384196 | 37384196 | 37384196 | 37384196 | 37384196 | 37384196 | 37384196 | 37384196 | 37384196 | 37384196 | 37384196 | 37384196
TEC1 | 251470725 | 251470725 | 251470725 | 251470725 | 251470725 | 251470725 | 251470725 | 251470725 | 251470725 | 251470725 | 251470725 | 251470725 | 251470725 | 251470725 | 251470725 | 251470725 | 251470725 | 251470725 | 251470725 | 251470725 | 251470725 | 251470725 | 251470725 | 251470725
2U93 | 0 | 0 | 0 | 0 | 0 | 0 | 0 | 0 | 0 | 0 | 0 | 0 | 0 | 0 | 0 | 0 | 0 | 0 | 0 | 0 | 0 | 0 | 0 | 0
2U8Y | 0 | 0 | 0 | 0 | 0 | 0 | 0 | 0 | 0 | 0 | 0 | 0 | 0 | 0 | 0 | 0 | 0 | 0 | 0 | 0 | 0 | 0 | 0 | 0
2U91 | 0 | 0 | 0 | 0 | 0 | 0 | 0 | 0 | 0 | 0 | 0 | 0 | 0 | 0 | 0 | 0 | 0 | 0 | 0 | 0 | 0 | 0 | 0 | 0
TRN1 | 137238763 | 137238763 | 137238763 | 137238763 | 137238763 | 137238763 | 137238763 | 137238763 | 137238763 | 137238763 | 137238763 | 137238763 | 137238763 | 137238763 | 137238763 | 137238763 | 137238763 | 137238763 | 137238763 | 137238763 | 137238763 | 137238763 | 137238763 | 137238763
TPD1 | 0 | 0 | 0 | 0 | 0 | 0 | 0 | 0 | 0 | 0 | 0 | 0 | 0 | 0 | 0 | 0 | 0 | 0 | 0 | 0 | 0 | 0 | 0 | 0
TSR1 | 103270684 | 103270684 | 103270684 | 103270684 | 103270684 | 103270684 | 103270684 | 103270684 | 103270684 | 103270684 | 103270684 | 103270684 | 103270684 | 103270684 | 103270684 | 103270684 | 103270684 | 103270684 | 103270684 | 103270684 | 103270684 | 103270684 | 103270684 | 103270684
TVL1 | 236406394 | 236406394 | 236406394 | 236406394 | 236406394 | 236406394 | 236406394 | 236406394 | 236406394 | 236406394 | 236406394 | 236406394 | 236406394 | 236406394 | 236406394 | 236406394 | 236406394 | 236406394 | 236406394 | 236406394 | 236406394 | 236406394 | 236406394 | 236406394
TYP1 | 4151324 | 4151324 | 4151324 | 4151324 | 4151324 | 4151324 | 4151324 | 4151324 | 4151324 | 4151324 | 4151324 | 4151324 | 4151324 | 4151324 | 4151324 | 4151324 | 4151324 | 4151324 | 4151324 | 4151324 | 4151324 | 4151324 | 4151324 | 4151324
TYP2 | 5276415 | 5276415 | 5276415 | 5276415 | 5276415 | 5276415 | 5276415 | 5276415 | 5276415 | 5276415 | 5276415 | 5276415 | 5276415 | 5276415 | 5276415 | 5276415 | 5276415 | 5276415 | 5276415 | 5276415 | 5276415 | 5276415 | 5276415 | 5276415
TYP3 | 2034817 | 2034817 | 2034817 | 2034817 | 2034817 | 2034817 | 2034817 | 2034817 | 2034817 | 2034817 | 2034817 | 2034817 | 2034817 | 2034817 | 2034817 | 2034817 | 2034817 | 2034817 | 2034817 | 2034817 | 2034817 | 2034817 | 2034817 | 2034817
TYP4 | 2034817 | 2034817 | 2034817 | 2034817 | 2034817 | 2034817 | 2034817 | 2034817 | 2034817 | 2034817 | 2034817 | 2034817 | 2034817 | 2034817 | 2034817 | 2034817 | 2034817 | 2034817 | 2034817 | 2034817 | 2034817 | 2034817 | 2034817 | 2034817
TYP5 | 2034817 | 2034817 | 2034817 | 2034817 | 2034817 | 2034817 | 2034817 | 2034817 | 2034817 | 2034817 | 2034817 | 2034817 | 2034817 | 2034817 | 2034817 | 2034817 | 2034817 | 2034817 | 2034817 | 2034817 | 2034817 | 2034817 | 2034817 | 2034817
2ZP9 | 0 | 0 | 0 | 0 | 0 | 0 | 0 | 0 | 0 | 0 | 0 | 0 | 0 | 0 | 0 | 0 | 0 | 0 | 0 | 0 | 0 | 0 | 0 | 0
TR2G | 0 | 0 | 0 | 0 | 0 | 0 | 0 | 0 | 0 | 0 | 0 | 0 | 0 | 0 | 0 | 0 | 0 | 0 | 0 | 0 | 0 | 0 | 0 | 0
TR3G | 0 | 0 | 0 | 0 | 0 | 0 | 0 | 0 | 0 | 0 | 0 | 0 | 0 | 0 | 0 | 0 | 0 | 0 | 0 | 0 | 0 | 0 | 0 | 0
TUJ1 | 0 | 0 | 0 | 0 | 0 | 0 | 0 | 0 | 0 | 0 | 0 | 0 | 0 | 0 | 0 | 0 | 0 | 0 | 0 | 0 | 0 | 0 | 0 | 0
UNN1 | 0 | 0 | 0 | 0 | 0 | 0 | 0 | 0 | 0 | 0 | 0 | 0 | 0 | 0 | 0 | 0 | 0 | 0 | 0 | 0 | 0 | 0 | 0 | 0
URA1 | 0 | 0 | 0 | 0 | 0 | 0 | 0 | 0 | 0 | 0 | 0 | 0 | 0 | 0 | 0 | 0 | 0 | 0 | 0 | 0 | 0 | 0 | 0 | 0
PLU1 | 0 | 0 | 0 | 0 | 0 | 0 | 0 | 0 | 0 | 0 | 0 | 0 | 0 | 0 | 0 | 0 | 0 | 0 | 0 | 0 | 0 | 0 | 0 | 0
USQ1 | 0 | 0 | 0 | 0 | 0 | 0 | 0 | 0 | 0 | 0 | 0 | 0 | 0 | 0 | 0 | 0 | 0 | 0 | 0 | 0 | 0 | 0 | 0 | 0
VNTA | 0 | 0 | 0 | 0 | 0 | 0 | 0 | 0 | 0 | 0 | 0 | 0 | 0 | 0 | 0 | 0 | 0 | 0 | 0 | 0 | 0 | 0 | 0 | 0
VNTB | 0 | 0 | 0 | 0 | 0 | 0 | 0 | 0 | 0 | 0 | 0 | 0 | 0 | 0 | 0 | 0 | 0 | 0 | 0 | 0 | 0 | 0 | 0 | 0
ZPA2 | 42359843 | 42359843 | 42359843 | 42359843 | 42359843 | 42359843 | 42359843 | 42359843 | 42359843 | 42359843 | 42359843 | 42359843 | 42359843 | 42359843 | 42359843 | 42359843 | 42359843 | 42359843 | 42359843 | 42359843 | 42359843 | 42359843 | 42359843 | 42359843
ZPA3 | 65288668 | 65288668 | 65288668 | 65288668 | 65288668 | 65288668 | 65288668 | 65288668 | 65288668 | 65288668 | 65288668 | 65288668 | 65288668 | 65288668 | 65288668 | 65288668 | 65288668 | 65288668 | 65288668 | 65288668 | 65288668 | 65288668 | 65288668 | 65288668
ZPA4 | 65288668 | 65288668 | 65288668 | 65288668 | 65288668 | 65288668 | 65288668 | 65288668 | 65288668 | 65288668 | 65288668 | 65288668 | 65288668 | 65288668 | 65288668 | 65288668 | 65288668 | 65288668 | 65288668 | 65288668 | 65288668 | 65288668 | 65288668 | 65288668
ZPA5 | 65288668 | 65288668 | 65288668 | 65288668 | 65288668 | 65288668 | 65288668 | 65288668 | 65288668 | 65288668 | 65288668 | 65288668 | 65288668 | 65288668 | 65288668 | 65288668 | 65288668 | 65288668 | 65288668 | 65288668 | 65288668 | 65288668 | 65288668 | 65288668

## Gen_P_max
Gen_index | 0 | 1 | 2 | 3 | 4 | 5 | 6 | 7 | 8 | 9 | 10 | 11 | 12 | 13 | 14 | 15 | 16 | 17 | 18 | 19 | 20 | 21 | 22 | 23
2XXR | 1e-05 | 0 | 0 | 0 | 0 | 0 | 0 | 0 | 0 | 0 | 0 | 0 | 0 | 0 | 0 | 0 | 0 | 0 | 0 | 0 | 0 | 0 | 0 | 0
3AL6 | 0 | 0 | 0 | 0 | 0 | 0 | 0 | 0 | 0 | 0 | 0 | 0 | 0 | 0 | 0 | 0 | 0 | 0 | 0 | 0 | 0 | 0 | 0 | 0
2ZJT | 0 | 0 | 0 | 0 | 0 | 0 | 0 | 0 | 0 | 0 | 0 | 0 | 0 | 0 | 0 | 0 | 0 | 0 | 0 | 0 | 0 | 0 | 0 | 0
3AXV | 1.039 | 1.13 | 1.283 | 1.124 | 1.25 | 1.188 | 1.092 | 1.237 | 1.245 | 1.28 | 1.275 | 1.268 | 1.292 | 1.308 | 1.257 | 1.281 | 1.257 | 1.23 | 1.246 | 1.305 | 1.222 | 1.205 | 1.141 | 1.028
2YMA | 0 | 0 | 0 | 0 | 0 | 0 | 0 | 0 | 0 | 0 | 0 | 0 | 0 | 0 | 0 | 0 | 0 | 0 | 0 | 0 | 0 | 0 | 0 | 0
2Z66 | 0 | 0 | 0 | 0 | 0 | 0 | 0 | 0 | 0 | 0 | 0 | 0 | 0 | 0 | 0 | 0 | 0 | 0 | 0 | 0 | 0 | 0 | 0 | 0
2YQM | 0 | 0 | 0 | 0 | 0 | 0 | 0 | 0 | 0 | 0 | 0 | 0 | 0 | 0 | 0 | 0 | 0 | 0 | 0 | 0 | 0 | 0 | 0 | 0
AFR1 | 7.3476 | 7.3488 | 7.3488 | 7.3476 | 7.35 | 7.3476 | 4.4208 | 7.3416 | 5.1756 | 4.938 | 3.6768 | 5.3388 | 7.038 | 7.3488 | 7.3512 | 7.3524 | 7.3524 | 7.3524 | 7.35 | 7.3488 | 7.3524 | 7.3512 | 7.3536 | 7.3548
ALBG | 350 | 350 | 350 | 350 | 385 | 385 | 385 | 385 | 385 | 385 | 385 | 385 | 385 | 385 | 385 | 385 | 385 | 385 | 385 | 385 | 385 | 385 | 385 | 385
2SDR | 15.18 | 15.169 | 15.18 | 15.158 | 15.147 | 15.158 | 15.147 | 15.136 | 15.136 | 15.136 | 15.136 | 15.136 | 15.136 | 15.136 | 15.136 | 15.136 | 15.136 | 15.158 | 15.158 | 15.136 | 15.136 | 15.158 | 15.169 | 15.18
ALTG | 13.3272 | 18.1908 | 18.3024 | 18.3024 | 18.3024 | 18.3096 | 13.8132 | 18.2844 | 18.2628 | 18.2772 | 18.288 | 18.2916 | 18.2952 | 18.2808 | 18.2808 | 18.27 | 15.0984 | 16.1352 | 17.208 | 17.2044 | 8.0712 | 7.9452 | 5.976 | 14.9436
AMA1 | 10.3068 | 13.104 | 18.0828 | 18.0864 | 18.0828 | 12.852 | 18.0828 | 18.0864 | 18.0756 | 18.0684 | 18.0648 | 17.8524 | 17.2368 | 16.74 | 16.1532 | 15.7824 | 15.498 | 15.2064 | 14.814 | 14.724 | 13.8348 | 13.7952 | 10.4472 | 11.9736
AMF1 | 0.13418 | 0.13422 | 0.13409 | 0.13404 | 0.13408 | 0.13404 | 0.1356 | 0.1355 | 0.13568 | 0.1351 | 0.13495 | 0.13515 | 0.13591 | 0.13575 | 0.13574 | 0.13576 | 0.13589 | 0.13474 | 0.13345 | 0.13297 | 0.13292 | 0.13261 | 0.13305 | 0.13308
AMR1 | 0 | 0 | 0 | 0 | 0 | 0 | 0 | 0 | 0 | 0 | 0 | 0 | 0 | 0 | 0 | 0 | 0 | 0 | 0 | 0 | 0 | 0 | 0 | 0
MOY1 | 75 | 75 | 75 | 75 | 75 | 75 | 75 | 75 | 75 | 75 | 75 | 75 | 75 | 75 | 75 | 75 | 75 | 75 | 75 | 75 | 75 | 75 | 75 | 75
ASN1 | 0 | 0 | 0 | 0 | 0 | 0 | 0 | 0 | 0 | 0 | 0 | 0 | 0 | 0 | 0 | 0 | 0 | 0 | 0 | 0 | 0 | 0 | 0 | 0
2UX3 | 17.8861 | 17.8844 | 17.8831 | 17.8812 | 17.8753 | 17.8592 | 17.8643 | 17.8681 | 17.8775 | 17.9091 | 17.8947 | 17.8726 | 17.845 | 17.8462 | 17.8447 | 17.8223 | 17.8233 | 17.8351 | 17.8483 | 17.8779 | 17.8717 | 17.8644 | 17.8442 | 17.8399
ARG1 | 0.17 | 0.28 | 0.13 | 0.11 | 0.48 | 0.01 | 0.31 | 0 | 0 | 0 | 0 | 0 | 0 | 0 | 0 | 0 | 0 | 0 | 0 | 0 | 0 | 0 | 0 | 0
2S6U | 6.587 | 6.5881 | 6.5921 | 6.5916 | 6.5817 | 6.5782 | 6.5731 | 6.6272 | 6.5817 | 6.5297 | 6.5385 | 6.536 | 6.551 | 6.5698 | 6.5597 | 6.5533 | 6.6016 | 6.6337 | 6.6261 | 6.6285 | 6.615 | 6.6154 | 6.629 | 6.6381
2V25 | 0.992 | 1.048 | 1.124 | 1.02 | 1.078 | 1.034 | 1.354 | 1.394 | 1.31 | 1.266 | 1.296 | 1.322 | 1.388 | 1.292 | 1.212 | 1.16 | 1.004 | 0.944 | 0.944 | 1.054 | 0.914 | 0.924 | 1.006 | 1.142
2S8G | 0 | 0.00641 | 0.00073 | 0 | 0 | 0 | 0.00128 | 1e-05 | 0.02663 | 0.08411 | 0.05975 | 0 | 0 | 0 | 0 | 0 | 0 | 0 | 0 | 0 | 0 | 0 | 0 | 0
2S6S | 0 | 0 | 0 | 0 | 0 | 0.0384 | 0 | 0 | 0 | 0 | 0 | 0 | 0 | 0 | 0 | 0 | 0 | 0 | 0 | 0 | 0.0216 | 0 | 0 | 0
AYR1 | 11.968 | 11.968 | 11.968 | 11.968 | 11.968 | 11.968 | 12.947 | 13.156 | 13.266 | 13.332 | 13.343 | 13.332 | 13.343 | 13.343 | 13.354 | 13.376 | 13.288 | 12.661 | 12.65 | 12.628 | 12.628 | 12.639 | 12.639 | 12.639
2TYI | 0 | 0 | 0 | 0 | 0 | 0 | 0 | 0 | 0.342 | 1.5672 | 2.1312 | 2.3664 | 1.0272 | 1.9668 | 0.924 | 0.3876 | 0.09 | 0 | 0 | 0 | 0 | 0 | 0 | 0
CMN1 | 6.5157 | 6.5157 | 6.5377 | 6.5303 | 6.5193 | 6.5523 | 6.1527 | 5.3863 | 5.1443 | 4.8437 | 4.9573 | 5.3313 | 5.071 | 5.5917 | 5.6907 | 5.401 | 5.2433 | 5.4817 | 5.4853 | 5.533 | 5.6467 | 5.753 | 5.951 | 6.1783
2V27 | 0 | 0 | 0 | 0.00191 | 0.12027 | 0.41141 | 0.21477 | 0.01146 | 0.01241 | 0.05059 | 0.01909 | 0.03055 | 0.01241 | 0.10023 | 0.15941 | 0.12886 | 0.09164 | 0.00477 | 0.03723 | 0.00096 | 0 | 0 | 0 | 0
2YB9 | 1.5032 | 1.7076 | 1.4925 | 0.48929 | 1.5281 | 1.3178 | 0.36365 | 0.00567 | 0.05871 | 0.61427 | 1.383 | 1.4338 | 1.5224 | 1.4791 | 1.5528 | 1.55 | 0.97805 | 0.7921 | 0.75965 | 1.375 | 1.4462 | 1.601 | 1.5437 | 1.5502
2YQO | 0 | 0 | 0 | 0 | 0 | 0 | 0 | 0 | 0 | 0 | 0 | 0 | 0 | 0 | 0 | 0 | 0 | 0 | 0 | 0 | 0 | 0 | 0 | 0
3C3X | 0 | 0 | 0 | 0 | 0 | 0 | 0 | 0 | 0 | 0 | 0 | 0 | 0 | 0 | 0 | 0 | 0 | 0 | 0 | 0 | 0 | 0 | 0 | 0
3ADA | 0 | 0 | 0 | 0 | 0 | 0 | 0 | 0 | 0 | 0 | 0 | 0 | 0 | 0 | 0 | 0 | 0 | 0.1056 | 0 | 0 | 0 | 0 | 0 | 0
2S8I | 8.64 | 7.52 | 7.36 | 8.96 | 9.04 | 8.8 | 9.6 | 9.6 | 8.8 | 8.4 | 8.64 | 9.84 | 10.48 | 9.76 | 9.28 | 9.12 | 8.64 | 9.44 | 9.28 | 8.88 | 9.44 | 10 | 10.32 | 10.16
3C4V | 0 | 0 | 0 | 0 | 0 | 0 | 0 | 0 | 0 | 0 | 0 | 0 | 0 | 0 | 0 | 0 | 0 | 0 | 0 | 0 | 0 | 0 | 0 | 0
2YWY | 0 | 0 | 0 | 0 | 0 | 0 | 0 | 0 | 0 | 0 | 0 | 0 | 0 | 0 | 0 | 0 | 0 | 0 | 0 | 0 | 0 | 0 | 0 | 0
2S6Q | 0.114 | 0.156 | 0.09 | 0.222 | 0.342 | 0.48 | 0.234 | 0 | 0 | 0 | 0 | 0 | 0 | 0 | 0 | 0.006 | 0.042 | 0.018 | 0.03 | 0.018 | 0.006 | 0.234 | 0.246 | 0.3
2QV2 | 0 | 0 | 0 | 0 | 0 | 0 | 0 | 0 | 0 | 0 | 0 | 0 | 0 | 0 | 0 | 0 | 0 | 0 | 0 | 0 | 0 | 0 | 0 | 0
TBQ3 | 60 | 60 | 60 | 60 | 60 | 60 | 60 | 60 | 60 | 60 | 60 | 60 | 60 | 60 | 60 | 60 | 60 | 60 | 60 | 60 | 60 | 60 | 60 | 60
TBQ4 | 0 | 0 | 0 | 0 | 0 | 0 | 0 | 0 | 0 | 0 | 0 | 0 | 0 | 0 | 0 | 0 | 0 | 0 | 0 | 0 | 0 | 0 | 0 | 0
BAR1 | 19.9123 | 19.9134 | 19.9117 | 19.9116 | 19.9129 | 19.9133 | 19.9189 | 19.9199 | 19.927 | 19.935 | 19.9332 | 19.9311 | 19.9262 | 19.9234 | 19.922 | 19.921 | 19.9112 | 19.8903 | 19.8961 | 19.9045 | 19.907 | 17.9606 | 0 | 0
BYN1 | 0.72878 | 0.73049 | 0.73026 | 0.73332 | 0.73328 | 0.73314 | 0.73656 | 0.73769 | 0.73463 | 0.72932 | 0.73202 | 0.74592 | 0.74295 | 0.73841 | 0.73049 | 0.72806 | 0.74372 | 0.74471 | 0.74345 | 0.74475 | 0.74498 | 0.74565 | 0.74381 | 0.74516
BLL3 | 0 | 0 | 0 | 0 | 0 | 0 | 0 | 0 | 0 | 0 | 0 | 0 | 0 | 0 | 0 | 0 | 0 | 0 | 0 | 0 | 0 | 0 | 0 | 0
BLM1 | 1.7833 | 1.7825 | 1.782 | 1.782 | 1.7825 | 1.7825 | 1.7833 | 1.785 | 1.7858 | 1.787 | 1.7874 | 1.7871 | 1.7861 | 1.7865 | 1.7863 | 1.7861 | 1.785 | 1.7836 | 1.7841 | 1.7843 | 1.7836 | 1.7828 | 1.782 | 1.7812
CHBG | 495 | 495 | 495 | 495 | 495 | 495 | 495 | 495 | 495 | 495 | 495 | 495 | 495 | 495 | 495 | 495 | 495 | 495 | 495 | 495 | 495 | 495 | 495 | 495
2SXQ | 0 | 0 | 0 | 0 | 0 | 0 | 0 | 0 | 0 | 0 | 0 | 0 | 0 | 0 | 0 | 0 | 0 | 0 | 0 | 0 | 0 | 0 | 0 | 0
CLDR | 7.4 | 7.9869 | 7.991 | 9.7335 | 9.9945 | 7.5688 | 7.9821 | 7.9847 | 8.0783 | 8.6666 | 9.0075 | 8.5717 | 8.9998 | 9.0064 | 9.004 | 9.0052 | 8.9959 | 9.0049 | 9.0013 | 8.9984 | 9.0018 | 9.0021 | 9.0018 | 9.0026
CLMG | 132 | 132 | 132 | 132 | 132 | 132 | 132 | 132 | 132 | 132 | 132 | 132 | 132 | 132 | 132 | 132 | 132 | 132 | 132 | 132 | 132 | 132 | 132 | 132
CPT1 | 0.79728 | 0.79596 | 0.79695 | 0.7958 | 0.79382 | 0.79167 | 0.79184 | 0.78854 | 0.78342 | 0.78887 | 0.78705 | 0.7826 | 0.7859 | 0.7095 | 0.78557 | 0.78243 | 0.83391 | 0.77501 | 0.76164 | 0.75966 | 0.75818 | 0.75801 | 0.75785 | 0.75752
CMP2 | 0 | 0 | 0 | 0 | 0 | 0 | 0 | 0 | 0 | 0 | 0 | 0 | 0 | 0 | 0 | 0 | 0 | 0 | 0 | 0 | 0 | 0 | 0 | 0
2T7D | 4.3132 | 4.3045 | 4.2986 | 4.303 | 4.306 | 4.3084 | 4.3085 | 4.3105 | 4.3048 | 4.2947 | 4.2954 | 4.2778 | 4.276 | 4.2544 | 4.2255 | 4.1934 | 4.1724 | 4.1377 | 4.1392 | 4.1469 | 4.136 | 4.1693 | 4.2996 | 4.3037
CRC1 | 0 | 0 | 0 | 0 | 0 | 0 | 0 | 0 | 0 | 0 | 0 | 0 | 0 | 0 | 0 | 0 | 0 | 0 | 0 | 0 | 0 | 0 | 0 | 0
CLL1 | 70 | 70 | 70 | 70 | 70 | 59 | 59 | 59 | 59 | 59 | 59 | 59 | 59 | 59 | 59 | 59 | 59 | 59 | 59 | 59 | 59 | 59 | 59 | 59
CTG1 | 52 | 52 | 52 | 52 | 52 | 52 | 52 | 52 | 52 | 52 | 52 | 52 | 52 | 52 | 52 | 52 | 52 | 52 | 52 | 52 | 52 | 52 | 52 | 52
CTG2 | 62 | 62 | 62 | 62 | 62 | 62 | 62 | 62 | 62 | 62 | 62 | 62 | 62 | 62 | 62 | 62 | 62 | 62 | 62 | 62 | 62 | 62 | 62 | 62
CTG3 | 0 | 0 | 0 | 0 | 0 | 0 | 0 | 0 | 0 | 0 | 0 | 0 | 0 | 0 | 0 | 0 | 0 | 0 | 0 | 0 | 0 | 0 | 0 | 0
GCA1 | 8.6429 | 8.8786 | 8.9159 | 8.9114 | 8.9116 | 8.9293 | 8.9659 | 8.9669 | 8.955 | 8.9501 | 8.9551 | 8.9594 | 8.9438 | 8.8898 | 8.8326 | 8.8206 | 8.7749 | 8.7126 | 8.6999 | 8.6554 | 8.654 | 8.6417 | 8.763 | 8.9052
CSC1 | 2.4824 | 2.4824 | 2.4841 | 2.4831 | 2.5594 | 2.6055 | 2.5842 | 2.5927 | 2.5877 | 2.5809 | 2.5712 | 2.5704 | 2.5855 | 2.5692 | 2.5568 | 2.5801 | 2.5988 | 2.5513 | 2.5097 | 2.4721 | 2.5278 | 2.5319 | 1.9989 | 1.7607
3AQP | 0.54164 | 0.5412 | 0.54164 | 0.54076 | 0.46332 | 0.54516 | 0.54516 | 0.3894 | 0.363 | 0.61468 | 0.60896 | 0.57596 | 0.56056 | 0.55968 | 0.46464 | 0.55264 | 0.55264 | 0.55132 | 0.55 | 0.55132 | 0.54956 | 0.54956 | 0.54912 | 0.54868
2VJS | 0 | 0 | 0 | 0 | 0 | 0 | 0.52992 | 2.0065 | 3.9937 | 4.1566 | 4.4063 | 1.0695 | 0.72726 | 1.0184 | 1.7236 | 2.404 | 1.5346 | 0.84732 | 0.09032 | 0 | 0 | 0 | 0 | 0
3ACC | 0 | 0 | 0 | 0 | 0 | 0 | 0 | 0 | 0.18616 | 1.0162 | 1.5159 | 0.72984 | 0.35178 | 0.41224 | 0.28345 | 0.17845 | 0 | 0 | 0 | 0 | 0 | 0 | 0 | 0
2ZHY | 0 | 0 | 0 | 0 | 0 | 0 | 0 | 0.61174 | 2.5708 | 4.1368 | 5.571 | 6.515 | 5.7667 | 4.6638 | 2.9185 | 2.1057 | 0.99655 | 0.05762 | 0 | 0 | 0 | 0 | 0 | 0
3BZB | 0 | 0 | 0 | 0 | 0 | 0 | 0 | 0 | 0 | 0 | 0 | 0 | 0 | 0 | 0 | 0 | 0 | 0 | 0 | 0 | 0 | 0 | 0 | 0
CAS1 | 5.67 | 6.03 | 6.12 | 6.12 | 6.12 | 5.67 | 5.4 | 2.43 | 0 | 0 | 0 | 0 | 0 | 0 | 0 | 0 | 0 | 0.36 | 0.54 | 0.54 | 0.54 | 1.26 | 0.54 | 0.99
CQT1 | 19.4514 | 19.4389 | 19.4357 | 19.4555 | 19.4319 | 19.4455 | 19.4272 | 19.43 | 19.4425 | 19.4481 | 19.4471 | 19.4383 | 19.4468 | 19.4519 | 19.4301 | 19.4403 | 19.4157 | 19.4213 | 19.4365 | 19.4336 | 19.4349 | 19.457 | 19.4405 | 19.4521
CHVR | 875 | 875 | 875 | 875 | 875 | 875 | 875 | 875 | 875 | 875 | 875 | 875 | 875 | 875 | 875 | 875 | 875 | 875 | 875 | 875 | 875 | 875 | 875 | 875
CCN1 | 2.975 | 2.891 | 3.249 | 3.531 | 3.528 | 3.446 | 3.408 | 3.492 | 3.609 | 3.587 | 3.986 | 4.096 | 4.21 | 4.203 | 4.093 | 3.95 | 3.733 | 3.09 | 3.689 | 3.592 | 3.267 | 3.022 | 3.096 | 3.16
COE1 | 1.1638 | 1.1583 | 1.1555 | 1.1586 | 1.1675 | 1.1903 | 1.2018 | 1.1948 | 1.19 | 1.188 | 1.1704 | 1.1325 | 1.0592 | 1.0985 | 1.1359 | 1.125 | 1.0307 | 1.0545 | 0.81044 | 0.95536 | 1.0344 | 1.0094 | 1.123 | 1.1549
2UP2 | 1.9116 | 2.2644 | 3.348 | 2.9988 | 3.1824 | 2.664 | 0.8892 | 0.0576 | 0.1584 | 0.5904 | 0.4788 | 0.9576 | 1.4004 | 1.818 | 0.954 | 1.6452 | 1.2168 | 1.3392 | 1.1916 | 1.2528 | 1.2672 | 1.0548 | 1.2276 | 1.5048
PNC1 | 13.608 | 13.464 | 14.544 | 13.5 | 13.932 | 14.112 | 15.12 | 14.04 | 12.996 | 7.416 | 6.264 | 13.608 | 14.76 | 14.184 | 11.736 | 14.292 | 15.408 | 15.624 | 15.948 | 15.732 | 15.948 | 15.588 | 15.768 | 15.876
CUC1 | 56 | 56 | 56 | 56 | 56 | 56 | 56 | 56 | 56 | 56 | 56 | 56 | 56 | 56 | 56 | 56 | 56 | 56 | 56 | 56 | 56 | 56 | 56 | 56
CUR1 | 0.54274 | 0.54164 | 0.5412 | 0.54054 | 0.53966 | 0.53306 | 0.52338 | 0.55176 | 0.55044 | 0.54956 | 0.54802 | 0.5467 | 0.54362 | 0.53218 | 0.53944 | 0.53548 | 0.53218 | 0.53042 | 0.52624 | 0.5247 | 0.53416 | 0.5434 | 0.5423 | 0.54164
DVS1 | 150 | 150 | 150 | 150 | 150 | 150 | 150 | 150 | 150 | 150 | 150 | 150 | 150 | 150 | 150 | 150 | 150 | 150 | 150 | 150 | 150 | 150 | 150 | 150
2S8S | 0.0264 | 0.02016 | 0.01128 | 0.02004 | 0.02244 | 0.02196 | 0.02664 | 0.027 | 0.04068 | 0.0276 | 0.05472 | 0.04956 | 0.03324 | 0.03276 | 0.033 | 0.0336 | 0.03216 | 0.03264 | 0.03336 | 0.0324 | 0.03324 | 0.03408 | 0.03324 | 0.03168
BSQ1 | 1.8721 | 1.8361 | 1.8397 | 1.8368 | 1.8454 | 1.8553 | 1.8932 | 1.9249 | 1.9691 | 1.9965 | 1.9978 | 2.0206 | 2.0143 | 2.0077 | 1.9288 | 2.0282 | 2.0143 | 2.0071 | 1.9958 | 1.9982 | 1.9972 | 1.9995 | 2.0018 | 2.012
2S9L | 0.41725 | 0.4166 | 0.41607 | 0.41527 | 0.41791 | 0.4224 | 0.42939 | 0.43877 | 0.43018 | 0.4236 | 0.42372 | 0.42451 | 0.42412 | 0.41263 | 0.40432 | 0.42504 | 0.45157 | 0.43084 | 0.44681 | 0.43692 | 0.42794 | 0.4315 | 0.43005 | 0.42795
2SW1 | 6.9198 | 6.9139 | 6.979 | 7.4141 | 7.406 | 7.4095 | 6.9437 | 6.9141 | 6.9144 | 7.1315 | 6.9154 | 6.9168 | 6.9185 | 6.9181 | 6.914 | 6.9205 | 6.9139 | 6.9146 | 6.9132 | 6.9156 | 6.9181 | 6.9158 | 6.9144 | 6.9189
LMR1 | 17.9254 | 17.9187 | 17.927 | 17.935 | 17.9205 | 17.9236 | 17.918 | 17.922 | 17.921 | 17.9261 | 17.9271 | 17.922 | 17.9351 | 17.9357 | 17.9281 | 17.9416 | 17.9278 | 17.936 | 17.9305 | 17.9362 | 17.9315 | 17.9258 | 17.9246 | 17.9291
2T1L | 19.9186 | 19.9189 | 19.92 | 19.9208 | 19.9225 | 19.9237 | 19.9253 | 19.9266 | 19.9214 | 19.914 | 19.9089 | 19.9093 | 19.9075 | 19.818 | 19.8474 | 19.8635 | 19.8713 | 19.8964 | 19.5854 | 19.7147 | 19.9443 | 19.9444 | 19.9441 | 19.9465
EPFV | 0 | 0 | 0 | 0 | 0 | 0.06994 | 11.0421 | 33.8032 | 40.0351 | 47.345 | 47.8367 | 49.0324 | 50.065 | 49.4559 | 41.123 | 34.8808 | 16.9044 | 0.33053 | 0 | 0 | 0 | 0 | 0 | 0
2QBW | 10.2179 | 10.2137 | 10.21 | 10.212 | 10.2142 | 10.2149 | 10.214 | 10.2098 | 10.2122 | 10.2118 | 10.2101 | 10.2094 | 10.2097 | 10.2068 | 10.2046 | 10.2049 | 10.2037 | 10.2037 | 10.2026 | 10.2058 | 10.2085 | 10.208 | 10.2082 | 10.2077
QUI1 | 400 | 400 | 400 | 400 | 400 | 400 | 400 | 400 | 400 | 400 | 400 | 400 | 400 | 400 | 400 | 400 | 400 | 400 | 400 | 400 | 400 | 400 | 400 | 400
HMIN | 55 | 55 | 55 | 55 | 55 | 55 | 55 | 55 | 55 | 55 | 55 | 55 | 55 | 55 | 55 | 55 | 55 | 55 | 55 | 55 | 55 | 55 | 55 | 55
ESMR | 28 | 28 | 28 | 28 | 28 | 28 | 28 | 28 | 28 | 28 | 28 | 28 | 28 | 28 | 28 | 28 | 28 | 28 | 28 | 28 | 28 | 28 | 28 | 28
TFL4 | 450 | 450 | 450 | 450 | 450 | 450 | 450 | 450 | 450 | 450 | 450 | 450 | 450 | 450 | 450 | 450 | 450 | 450 | 450 | 450 | 450 | 450 | 450 | 450
TFL1 | 160 | 160 | 160 | 160 | 160 | 160 | 160 | 160 | 160 | 160 | 160 | 160 | 160 | 160 | 160 | 160 | 160 | 160 | 160 | 160 | 160 | 160 | 160 | 160
FLRD | 19.833 | 19.74 | 19.548 | 19.059 | 18.321 | 3.3958 | 0 | 0 | 0 | 0 | 0 | 0 | 0 | 0 | 0 | 0 | 0 | 0 | 0 | 0 | 0 | 0 | 0 | 0
APHA | 0 | 0 | 0 | 0 | 0 | 0 | 0 | 0 | 0 | 0 | 0 | 0 | 0 | 0 | 0 | 0 | 0 | 0 | 0 | 0 | 0 | 0 | 0 | 0
BETA | 0 | 0 | 0 | 0 | 0 | 0 | 0 | 0 | 0 | 0 | 0 | 0 | 0 | 0 | 0 | 0 | 0 | 0 | 0 | 0 | 0 | 0 | 0 | 0
GEC3 | 164 | 164 | 164 | 164 | 164 | 164 | 164 | 164 | 164 | 164 | 164 | 164 | 164 | 164 | 164 | 164 | 164 | 164 | 164 | 164 | 164 | 164 | 164 | 164
GE32 | 273 | 273 | 273 | 273 | 273 | 273 | 273 | 273 | 273 | 273 | 273 | 273 | 273 | 273 | 273 | 273 | 273 | 273 | 273 | 273 | 273 | 273 | 273 | 273
3B4L | 0 | 0 | 0 | 0 | 0 | 0 | 0.23094 | 0.79488 | 1.5408 | 2.4185 | 1.9827 | 1.6342 | 0.93942 | 1.3088 | 1.0312 | 0.75348 | 0.40572 | 0.21744 | 0.00126 | 0 | 0 | 0 | 0 | 0
GCC1 | 0 | 0 | 0 | 0 | 0 | 0 | 0 | 0 | 0 | 0 | 0 | 0 | 0 | 0 | 0 | 0 | 0 | 0 | 0 | 0 | 0 | 0 | 0 | 0
TGJ1 | 145 | 145 | 145 | 145 | 145 | 145 | 145 | 145 | 145 | 145 | 145 | 145 | 145 | 145 | 145 | 145 | 145 | 145 | 145 | 145 | 145 | 145 | 145 | 145
TGJ2 | 145 | 145 | 145 | 145 | 145 | 145 | 145 | 145 | 145 | 145 | 145 | 145 | 145 | 145 | 145 | 145 | 145 | 145 | 145 | 145 | 145 | 145 | 145 | 145
GQA1 | 9.9005 | 9.9011 | 9.9021 | 9.9004 | 9.8929 | 9.881 | 9.8782 | 9.882 | 9.8841 | 9.886 | 9.882 | 9.8825 | 9.8811 | 9.8806 | 9.8627 | 9.8431 | 9.8116 | 9.8122 | 9.8869 | 9.8919 | 9.8927 | 9.8943 | 9.8989 | 9.901
GTPE | 560 | 560 | 560 | 560 | 560 | 560 | 560 | 560 | 560 | 560 | 560 | 560 | 560 | 560 | 560 | 560 | 560 | 560 | 560 | 560 | 560 | 560 | 560 | 560
GTRG | 415 | 415 | 415 | 415 | 415 | 415 | 415 | 415 | 415 | 415 | 415 | 415 | 415 | 415 | 415 | 415 | 415 | 415 | 415 | 415 | 415 | 415 | 415 | 415
GVIO | 996 | 996 | 996 | 996 | 996 | 996 | 996 | 996 | 996 | 996 | 996 | 996 | 996 | 996 | 1245 | 1245 | 1245 | 1245 | 1245 | 1245 | 1245 | 1245 | 1245 | 1245
2S8N | 10.0742 | 10.4692 | 10.489 | 10.5237 | 10.4731 | 10.472 | 10.4818 | 10.4224 | 10.3403 | 10.3169 | 10.2564 | 10.2503 | 10.2816 | 10.2797 | 10.1433 | 10.1669 | 10.1429 | 10.1587 | 8.929 | 4.8627 | 4.8436 | 7.3735 | 9.8979 | 10.0142
2YNA | 3.391 | 3.372 | 3.374 | 3.375 | 3.364 | 3.432 | 3.448 | 2.67 | 2.1249 | 3.049 | 3.477 | 3.425 | 3.395 | 3.364 | 3.402 | 3.713 | 2.5909 | 3.523 | 3.672 | 3.533 | 3.55 | 3.491 | 2.3249 | 2.767
HMO1 | 19.68 | 19.68 | 19.692 | 19.68 | 19.68 | 19.68 | 19.692 | 19.68 | 19.68 | 19.692 | 19.692 | 19.704 | 19.692 | 19.68 | 19.704 | 19.692 | 19.68 | 19.692 | 19.692 | 19.68 | 19.692 | 19.68 | 19.692 | 19.68
INC1 | 16.4902 | 16.1241 | 15.5119 | 16.3073 | 14.8478 | 14.9854 | 16.932 | 14.9158 | 15.7321 | 17.8239 | 17.732 | 16.2706 | 18.1496 | 13.2949 | 14.8358 | 13.6025 | 19.3125 | 17.5301 | 18.9095 | 20.5832 | 24.7179 | 17.486 | 17.9052 | 20.137
ILC1 | 0.31056 | 0.48864 | 0.69312 | 0.70368 | 0.59808 | 0.71616 | 0.77952 | 1.0454 | 0.61248 | 0.63216 | 0.5952 | 0.38832 | 0.38352 | 0.33552 | 0.70224 | 0.92976 | 0.83904 | 0.92592 | 0.81552 | 0.75024 | 0.98064 | 0.88032 | 0.64464 | 0.816
PIC1 | 0.006 | 0 | 0 | 0.006 | 0.012 | 0.006 | 0.216 | 0.102 | 0.006 | 0.036 | 0.024 | 0.24 | 0 | 0.03 | 0.012 | 0.018 | 0 | 0.252 | 0 | 0 | 0 | 0 | 0 | 0
CIP1 | 13.656 | 13.792 | 14.224 | 15.216 | 15.112 | 14.84 | 14.568 | 14.488 | 16.2 | 12.208 | 11.928 | 10.888 | 10.352 | 11.696 | 13.032 | 12.992 | 12.944 | 12.872 | 14.992 | 13.544 | 12.848 | 13.008 | 13.336 | 13.296
RPL1 | 9.8448 | 9.9792 | 9.6192 | 9.7776 | 9.0672 | 9.0048 | 10.2912 | 8.64 | 9.4752 | 8.8704 | 9.4464 | 8.2512 | 9.4224 | 8.4336 | 9.1056 | 9.2784 | 10.6416 | 5.2992 | 5.2416 | 6.8544 | 8.9568 | 9.3648 | 10.44 | 9.7488
IRG1 | 0 | 0 | 0 | 0 | 0 | 0 | 0 | 0 | 0 | 0 | 0 | 0 | 0 | 0 | 0 | 0 | 0 | 0 | 0 | 0 | 0 | 0 | 0 | 0
CIS1 | 1.9516 | 1.9262 | 0.87549 | 1.2382 | 1.4467 | 1.2959 | 1.6424 | 1.4817 | 1.0451 | 0.69267 | 0.95832 | 0.39402 | 1.1464 | 1.1273 | 1.0623 | 0.98208 | 0.72402 | 1.4738 | 1.7411 | 0.60027 | 0.19371 | 0.69696 | 1.8127 | 1.7239
INS1 | 14.9673 | 14.9665 | 14.9658 | 14.9664 | 15.3287 | 15.8597 | 15.8501 | 15.8456 | 15.2672 | 14.861 | 14.8031 | 14.7958 | 14.8106 | 14.8111 | 14.8098 | 14.8097 | 14.8111 | 14.8113 | 14.8101 | 14.807 | 14.8086 | 14.8093 | 14.8072 | 14.8082
INT1 | 0 | 0 | 0 | 0 | 0 | 0 | 0 | 0 | 0 | 0 | 0 | 0 | 0 | 0 | 0 | 0 | 0 | 0 | 0 | 0 | 0 | 0 | 0 | 0
INZ1 | 0 | 0 | 0 | 0 | 0 | 0 | 0 | 0.19865 | 0.47748 | 0.42646 | 0.46351 | 0.45829 | 0.45587 | 0.45414 | 0.44872 | 0.45276 | 0.4675 | 0.4598 | 0.4598 | 0.4598 | 0.4576 | 0.4532 | 0.4532 | 0.4543
IQU1 | 2.0948 | 2.1016 | 2.0997 | 2.0997 | 2.1017 | 2.1038 | 1.5862 | 2.1067 | 2.1077 | 2.1094 | 2.1135 | 2.1125 | 2.1117 | 2.109 | 2.1071 | 2.1089 | 2.1083 | 2.1083 | 0.94116 | 1.8329 | 1.2994 | 1.9988 | 2.0611 | 2.0615
IQU2 | 0 | 0 | 0 | 0 | 0 | 0 | 0 | 0 | 0 | 0 | 0 | 0 | 0 | 0 | 0 | 0 | 0 | 0 | 0 | 0 | 0 | 0 | 0 | 0
PES1 | 0 | 0 | 0 | 0 | 0 | 0 | 0 | 0 | 0 | 0 | 0 | 0 | 0 | 0 | 0 | 0 | 0 | 0 | 0 | 0 | 0 | 0 | 0 | 0
JAGS | 170 | 170 | 170 | 170 | 170 | 170 | 170 | 85 | 85 | 85 | 85 | 85 | 85 | 85 | 85 | 85 | 85 | 85 | 170 | 170 | 170 | 170 | 170 | 170
JPR1 | 8.3023 | 8.8164 | 6.4956 | 3.8238 | 1.6286 | 2.9268 | 1.8087 | 2.175 | 0.02046 | 0.11441 | 2.108 | 4.636 | 7.282 | 10.4431 | 11.9867 | 12.5885 | 14.4326 | 12.364 | 9.3416 | 7.8026 | 7.5315 | 6.5756 | 7.4136 | 5.6746
2V5G | 3.9671 | 3.9679 | 3.9698 | 3.9723 | 3.9697 | 3.965 | 3.9669 | 3.9678 | 3.975 | 3.9814 | 3.9789 | 3.9765 | 3.9688 | 3.9598 | 3.9628 | 4.042 | 4.0599 | 2.2745 | 4.0257 | 4.0069 | 3.9962 | 3.9893 | 3.9834 | 3.9794
JBV1 | 0 | 0 | 0 | 0 | 0 | 0 | 0 | 0 | 0 | 0 | 0 | 0 | 0 | 0 | 0 | 0 | 0 | 0 | 0 | 0 | 0 | 0 | 0 | 0
ABJ1 | 0 | 0 | 0 | 0 | 0 | 0 | 0 | 0 | 0 | 0 | 0 | 0 | 0 | 0 | 0 | 0 | 0 | 0 | 0 | 0 | 0 | 0 | 0 | 0
LCS1 | 2.3155 | 2.316 | 2.3163 | 2.3159 | 2.3155 | 2.3153 | 2.318 | 0.33385 | 0 | 0 | 0 | 0 | 0 | 0 | 0 | 0 | 0 | 1.1131 | 2.2146 | 2.214 | 2.2147 | 2.215 | 2.2155 | 2.2157
2S78 | 0.44444 | 0.44464 | 0.44669 | 0.44708 | 0.44649 | 0.44491 | 0.44464 | 0.1584 | 0 | 0 | 0 | 0 | 0 | 0 | 0 | 0 | 0 | 0 | 0 | 0.09247 | 0.42491 | 0.4162 | 0.40814 | 0.40597
HRD1 | 15.3934 | 15.543 | 15.6904 | 15.6046 | 15.708 | 15.7014 | 15.6992 | 3.5376 | 0 | 0 | 0 | 4.8862 | 15.0216 | 15.1778 | 15.18 | 15.1712 | 15.1756 | 15.0634 | 14.883 | 14.949 | 14.9556 | 14.9534 | 14.9578 | 14.9578
NAV1 | 3.4093 | 3.4263 | 3.4741 | 3.4296 | 3.4074 | 0.44258 | 2.837 | 3.6411 | 3.5628 | 3.625 | 3.701 | 2.6877 | 0 | 0 | 1.0984 | 2.0438 | 3.3851 | 3.775 | 2.6576 | 3.627 | 3.6809 | 3.7093 | 3.6708 | 3.7212
PTA1 | 0 | 0 | 0 | 0 | 0 | 0 | 0 | 0 | 0 | 0 | 0 | 0 | 0 | 0 | 0 | 0 | 0 | 0 | 0 | 0 | 0 | 0 | 0 | 0
2QRL | 0.67413 | 0.67386 | 0.67386 | 0.6738 | 0.67353 | 0.67377 | 0.67386 | 0.67404 | 0.67392 | 0.67407 | 0.67392 | 0.67377 | 0.67398 | 0.67386 | 0.67416 | 0.67389 | 0.67326 | 0.67398 | 0.67398 | 0.67377 | 0.67371 | 0.67377 | 0.67395 | 0.67371
LTSJ | 306 | 306 | 306 | 306 | 306 | 306 | 306 | 306 | 306 | 306 | 306 | 306 | 306 | 306 | 306 | 306 | 306 | 306 | 306 | 306 | 306 | 306 | 306 | 306
VLT1 | 11.088 | 11.0748 | 11.0682 | 11.077 | 11.055 | 11.0528 | 1.8216 | 0 | 10.0826 | 11.2222 | 11.198 | 11.198 | 11.198 | 11.165 | 11.1716 | 11.1474 | 10.879 | 11.1232 | 11.1386 | 7.5152 | 4.7784 | 4.7542 | 4.7542 | 5.1106
2R22 | 17.8052 | 17.8024 | 17.8103 | 17.8152 | 17.8043 | 17.8079 | 17.8119 | 17.8099 | 17.8193 | 17.8149 | 17.8222 | 17.8334 | 17.8397 | 17.84 | 17.8353 | 17.8438 | 17.8263 | 17.8388 | 17.825 | 17.8261 | 17.8213 | 17.8119 | 17.8034 | 17.8094
2U1G | 1.9904 | 1.9829 | 1.9819 | 1.9853 | 1.9801 | 1.9878 | 1.5392 | 2.0538 | 2.0613 | 2.0673 | 2.0667 | 2.0697 | 2.0681 | 2.0674 | 2.0682 | 2.0696 | 2.0696 | 2.0679 | 2.067 | 2.0655 | 2.0639 | 2.0632 | 2.0619 | 2.063
2TUT | 19.6062 | 19.6009 | 19.6016 | 19.6186 | 19.598 | 19.6064 | 19.598 | 19.6066 | 19.6038 | 19.6054 | 19.6092 | 19.6008 | 19.6056 | 19.6132 | 19.5948 | 19.6137 | 19.595 | 19.6005 | 19.6133 | 19.6002 | 19.5927 | 19.6032 | 19.5985 | 19.6077
2TUV | 19.2163 | 19.2017 | 19.2232 | 19.2521 | 19.2192 | 19.2056 | 19.231 | 19.2324 | 19.2192 | 19.2071 | 19.2436 | 19.2054 | 19.239 | 19.2156 | 19.1998 | 19.2433 | 19.2148 | 19.1979 | 19.235 | 19.239 | 19.2004 | 19.232 | 19.2288 | 19.2129
2SS2 | 5.0864 | 5.0952 | 5.093 | 5.0908 | 5.0886 | 5.0622 | 5.0358 | 5.0358 | 5.0402 | 5.0402 | 5.0424 | 5.0358 | 5.0314 | 5.0314 | 5.0138 | 5.027 | 5.0512 | 5.0556 | 5.0732 | 5.0776 | 5.0798 | 5.0754 | 5.0996 | 5.0974
MNT1 | 0 | 0 | 0 | 0 | 0 | 0 | 0 | 0 | 0 | 0 | 0 | 0 | 0 | 0 | 0 | 0 | 0.00192 | 0.00498 | 0.00575 | 0.00843 | 0.00843 | 0.00843 | 0 | 0
CGM1 | 16.696 | 17.674 | 18.158 | 16.992 | 17.152 | 15.616 | 14.272 | 17.018 | 16.222 | 12.872 | 16.07 | 16.302 | 16.088 | 17.004 | 16.752 | 16.996 | 16.898 | 16.43 | 16.22 | 16.874 | 17.756 | 15.07 | 14.45 | 13.21
MRL1 | 167 | 167 | 167 | 167 | 167 | 167 | 167 | 167 | 167 | 167 | 167 | 167 | 167 | 167 | 167 | 167 | 167 | 167 | 167 | 167 | 167 | 167 | 167 | 167
HMLG | 396 | 396 | 396 | 396 | 396 | 396 | 396 | 396 | 396 | 396 | 396 | 396 | 396 | 396 | 396 | 396 | 396 | 396 | 396 | 396 | 396 | 396 | 396 | 396
MIR1 | 2.5623 | 2.7102 | 2.721 | 2.723 | 2.7861 | 2.8327 | 2.8285 | 2.8076 | 2.7997 | 2.8021 | 2.8211 | 2.8076 | 2.8214 | 2.8227 | 2.8183 | 2.8105 | 2.8036 | 2.7993 | 2.7634 | 2.7493 | 2.7479 | 2.701 | 2.3412 | 2.4569
MND1 | 0.40222 | 0.4037 | 0.40524 | 0.40552 | 0.40535 | 0.40513 | 0.40563 | 0.4051 | 0.40502 | 0.40607 | 0.40695 | 0.40499 | 0.40615 | 0.40653 | 0.40629 | 0.40587 | 0.40574 | 0.40516 | 0.40439 | 0.40417 | 0.40373 | 0.40389 | 0.40389 | 0.40378
2SI1 | 12.735 | 12.745 | 12.743 | 12.735 | 12.736 | 12.74 | 12.969 | 13.34 | 13.501 | 13.734 | 13.732 | 13.584 | 12.617 | 12.55 | 12.58 | 12.759 | 12.758 | 12.757 | 12.578 | 12.438 | 12.555 | 12.554 | 12.709 | 12.785
2WC5 | 6.3238 | 6.2629 | 6.2837 | 6.2677 | 6.2305 | 6.2389 | 6.2836 | 6.2192 | 6.6265 | 6.2129 | 7.1406 | 7.1313 | 7.1356 | 7.1273 | 4.1295 | 4.3095 | 4.0983 | 3.344 | 3.9319 | 5.7789 | 7.1359 | 7.1447 | 6.2854 | 6.3939
MNC1 | 0.69285 | 0.69364 | 0.69383 | 0.69433 | 0.69334 | 0.69295 | 0.69295 | 0.69452 | 0.6959 | 0.6958 | 0.6962 | 0.6956 | 0.69482 | 0.69186 | 0.68793 | 0.6895 | 0.6894 | 0.69049 | 0.69068 | 0.69167 | 0.6899 | 0.6896 | 0.69039 | 0.6899
NIM1 | 4.0221 | 4.0026 | 3.9951 | 3.9963 | 3.9969 | 4.3776 | 5.0571 | 5.2014 | 5.2029 | 5.2041 | 5.2047 | 5.2005 | 5.2062 | 5.199 | 5.1888 | 5.1876 | 5.0214 | 4.9911 | 4.9896 | 4.9878 | 4.5777 | 4.5435 | 4.5372 | 4.536
NQU1 | 12.9976 | 12.9976 | 12.9932 | 13.0042 | 12.9998 | 12.9998 | 13.0152 | 13.0262 | 13.0152 | 13.0086 | 13.024 | 13.024 | 13.0218 | 12.9646 | 12.683 | 13.0218 | 13.0196 | 13.0152 | 13.0042 | 13.0064 | 12.8766 | 11.2046 | 11.2068 | 11.209
LBR1 | 3.1514 | 3.1512 | 3.1481 | 3.147 | 3.1445 | 3.1673 | 3.2398 | 3.2406 | 3.2414 | 3.2418 | 3.2424 | 3.2427 | 3.1522 | 3.1143 | 3.1156 | 2.5941 | 3.183 | 3.1833 | 3.1886 | 3.1919 | 3.1905 | 3.1886 | 3.1876 | 3.1868
NTB1 | 0 | 0 | 0 | 0 | 0 | 0 | 0 | 0 | 0 | 0 | 0 | 0 | 0 | 0 | 0 | 0 | 0 | 0 | 0 | 0 | 0 | 0 | 0 | 0
OVJ1 | 0.8649 | 0.86353 | 0.8624 | 0.86158 | 0.86111 | 0.86042 | 0.85993 | 0.86611 | 0.86881 | 0.86688 | 0.86658 | 0.86441 | 0.86394 | 0.86358 | 0.86221 | 0.86248 | 0.86427 | 0.86389 | 0.86191 | 0.86086 | 0.86147 | 0.86185 | 0.86133 | 0.85764
PGUG | 600 | 600 | 600 | 600 | 600 | 600 | 600 | 600 | 600 | 600 | 600 | 600 | 600 | 600 | 600 | 600 | 600 | 600 | 600 | 600 | 600 | 600 | 600 | 600
PPA1 | 36 | 36 | 36 | 36 | 36 | 36 | 36 | 36 | 36 | 36 | 36 | 36 | 36 | 36 | 36 | 36 | 36 | 36 | 36 | 36 | 36 | 36 | 36 | 36
PPA2 | 0 | 0 | 0 | 0 | 0 | 0 | 0 | 0 | 0 | 0 | 0 | 0 | 0 | 0 | 0 | 0 | 0 | 0 | 0 | 0 | 0 | 0 | 0 | 0
PPA3 | 70 | 70 | 70 | 70 | 70 | 70 | 70 | 70 | 70 | 70 | 70 | 70 | 70 | 70 | 70 | 70 | 70 | 70 | 70 | 70 | 70 | 70 | 70 | 70
PPA4 | 160 | 160 | 160 | 160 | 160 | 160 | 160 | 160 | 160 | 160 | 160 | 160 | 160 | 160 | 160 | 160 | 160 | 160 | 160 | 160 | 160 | 160 | 160 | 160
PJR1 | 11.2882 | 11.286 | 11.2816 | 11.2904 | 11.2772 | 11.2772 | 11.2882 | 11.2926 | 11.3014 | 11.3102 | 11.2684 | 11.2882 | 11.2838 | 11.297 | 11.2926 | 11.286 | 11.2948 | 11.2948 | 11.2926 | 11.385 | 12.012 | 12.078 | 12.089 | 12.0978
PLM1 | 10.6263 | 10.6316 | 10.6315 | 10.6339 | 10.6333 | 10.6331 | 10.634 | 10.9408 | 11.0303 | 11.0306 | 11.0304 | 11.0352 | 11.0291 | 11.0301 | 11.0351 | 11.0351 | 11.0283 | 11.03 | 11.0321 | 11.029 | 11.0355 | 11.4798 | 11.6873 | 11.6984
PPN1 | 0 | 0 | 0 | 0 | 0 | 0 | 0 | 0 | 0 | 0 | 0 | 0 | 0 | 0 | 0 | 0 | 0 | 0 | 0 | 0 | 0 | 0 | 0 | 0
PST1 | 0.64766 | 0.65129 | 0.6402 | 0.60981 | 0.59159 | 0.42158 | 0.63865 | 0.61208 | 0.62898 | 0.62363 | 0.60862 | 0.60572 | 0.6271 | 0.62165 | 0.55757 | 0.63373 | 0.6267 | 0.64165 | 0.63716 | 0.62915 | 0.61786 | 0.43019 | 0.63426 | 0.62908
PTC1 | 1.314 | 1.284 | 1.276 | 0.962 | 1.053 | 1.263 | 1.274 | 1.282 | 0.073 | 0 | 0 | 0 | 0 | 0 | 1.035 | 1.422 | 1.401 | 1.397 | 1.387 | 1.403 | 1.396 | 1.39 | 1.383 | 1.3
2YIR | 0.31372 | 0.31188 | 0.31211 | 0.31349 | 0.31349 | 0.31326 | 0.31372 | 0.31096 | 0.3082 | 0.30912 | 0.30843 | 0.30682 | 0.30406 | 0.31165 | 0.30682 | 0.30636 | 0.30705 | 0.30682 | 0.30682 | 0.30728 | 0.30751 | 0.31142 | 0.30728 | 0.30452
3A44 | 0 | 0 | 0 | 0 | 0 | 0 | 0 | 0 | 0 | 0 | 0 | 0 | 0 | 0 | 0 | 0 | 0 | 0 | 0 | 0 | 0 | 0 | 0 | 0
PLYS | 207 | 207 | 207 | 207 | 207 | 207 | 207 | 207 | 207 | 207 | 207 | 207 | 207 | 207 | 207 | 207 | 207 | 207 | 207 | 207 | 207 | 207 | 207 | 207
3AFQ | 0.165 | 0.16434 | 0.16434 | 0.16368 | 0.16434 | 0.16302 | 0.16368 | 0.16434 | 0.16698 | 0.1683 | 0.16698 | 0.165 | 0.16566 | 0.16104 | 0.16038 | 0.1584 | 0.15708 | 0.15708 | 0.15774 | 0.1584 | 0.16038 | 0.15906 | 0.15906 | 0.15774
PRC2 | 405 | 405 | 405 | 405 | 405 | 405 | 405 | 405 | 405 | 405 | 405 | 405 | 274.5 | 270 | 270 | 270 | 270 | 270 | 270 | 270 | 270 | 270 | 270 | 270
PRC3 | 700 | 700 | 700 | 700 | 700 | 700 | 700 | 700 | 700 | 700 | 700 | 700 | 700 | 700 | 700 | 700 | 700 | 700 | 700 | 700 | 700 | 700 | 700 | 700
2S8U | 0 | 0 | 0 | 0 | 0 | 0 | 0 | 0 | 0 | 0 | 0 | 0 | 0 | 0 | 0 | 0 | 0 | 1.6284 | 1.6836 | 1.6812 | 1.6814 | 1.6834 | 1.6818 | 1.6821
PRDO | 51 | 51 | 51 | 51 | 51 | 51 | 51 | 51 | 51 | 51 | 51 | 51 | 51 | 44.48 | 50.72 | 51 | 51 | 51 | 51 | 51 | 51 | 51 | 51 | 51
PRD4 | 5.5743 | 5.5735 | 5.5787 | 5.5821 | 5.5795 | 5.583 | 5.5821 | 5.5804 | 5.1888 | 5.0594 | 5.0637 | 5.0586 | 5.0534 | 5.0568 | 5.0439 | 5.0275 | 5.0206 | 5.0137 | 5.0146 | 5.0336 | 5.0335 | 5.031 | 5.0267 | 5.031
PRG1 | 45 | 45 | 45 | 45 | 45 | 45 | 45 | 45 | 45 | 45 | 45 | 45 | 45 | 45 | 45 | 45 | 45 | 45 | 45 | 45 | 45 | 45 | 45 | 45
PRG2 | 45 | 45 | 45 | 45 | 45 | 45 | 45 | 45 | 45 | 45 | 45 | 45 | 45 | 45 | 45 | 45 | 45 | 45 | 45 | 45 | 45 | 45 | 45 | 45
2U5P | 0 | 0 | 0 | 0 | 0 | 0 | 0 | 0 | 3.4374 | 9.954 | 9.954 | 9.972 | 9.954 | 9.774 | 8.694 | 8.694 | 1.2774 | 0 | 0 | 0 | 0 | 0 | 0 | 0
PRV1 | 4.4383 | 4.1322 | 4.4383 | 4.8974 | 5.2035 | 5.0504 | 4.4383 | 4.2852 | 4.1322 | 4.4383 | 5.9687 | 6.4278 | 6.7339 | 8.2644 | 7.3461 | 6.7339 | 5.8156 | 6.4278 | 7.4991 | 5.2035 | 4.1322 | 3.52 | 3.673 | 4.2852
PTR1 | 0 | 0 | 0 | 0 | 0 | 0 | 0 | 0 | 0 | 0 | 0 | 0 | 0 | 0 | 0 | 0 | 0 | 0 | 0.01495 | 0.00431 | 0 | 0 | 0 | 0
PTG1 | 4.1528 | 4.1414 | 4.05 | 4.061 | 4.0643 | 4.1434 | 3.8626 | 4.1461 | 4.1383 | 4.1406 | 4.1386 | 4.0996 | 4.1261 | 4.1444 | 4.1303 | 4.1209 | 4.1308 | 4.16 | 4.1535 | 4.1446 | 4.0274 | 3.4488 | 3.4941 | 3.4584
PMR1 | 0.62622 | 0.62602 | 0.6263 | 0.62601 | 0.62674 | 0.62749 | 0.62769 | 0.62732 | 0.62642 | 0.62218 | 0.6184 | 0.62195 | 0.6231 | 0.62517 | 0.63084 | 0.63011 | 0.62999 | 0.61532 | 0.61633 | 0.61629 | 0.61471 | 0.61399 | 0.61543 | 0.61543
RBB1 | 4.0952 | 4.1004 | 4.0986 | 4.0969 | 4.0969 | 4.1004 | 4.0986 | 4.0969 | 4.1021 | 4.0952 | 4.09 | 4.0918 | 4.09 | 4.0952 | 4.09 | 4.0935 | 4.0883 | 4.09 | 4.0918 | 4.0918 | 4.09 | 4.0883 | 4.09 | 4.0935
RCL1 | 0 | 0 | 0 | 0 | 0 | 0 | 0 | 0 | 0.00018 | 0 | 0 | 0.38178 | 0.98352 | 1.255 | 1.3018 | 1.3684 | 1.3622 | 1.337 | 1.3297 | 1.3183 | 1.3163 | 1.3165 | 1.3201 | 1.3201
RFR1 | 0.20642 | 0.16876 | 0.12726 | 0.12387 | 0.10275 | 0.11394 | 0.09819 | 0.50126 | 0.55451 | 0.55605 | 0.55369 | 0.55012 | 0.54444 | 0.53853 | 0.53044 | 0.53766 | 0.54124 | 0.51705 | 0.47625 | 0.29122 | 0.30511 | 0.27732 | 0.23004 | 0.22438
RFR2 | 1.812 | 3.504 | 6.528 | 6.5316 | 6.5232 | 6.5292 | 6.5196 | 7.3344 | 7.3428 | 7.3416 | 7.3392 | 7.332 | 7.3272 | 6.804 | 6.594 | 6.9744 | 7.9512 | 7.1448 | 8.0364 | 8.2836 | 8.2752 | 8.2956 | 6.1344 | 5.6532
RGR1 | 0.32064 | 0.32064 | 0.32064 | 0.32064 | 0.3204 | 0.32052 | 0.32076 | 0.32076 | 0.3204 | 0.32016 | 0.32016 | 0.32004 | 0.32004 | 0.32016 | 0.32004 | 0.32016 | 0.32028 | 0.32004 | 0.32004 | 0.32004 | 0.31992 | 0.32004 | 0.31992 | 0.31992
RMYO | 13.8668 | 13.8668 | 13.8739 | 13.8596 | 13.8668 | 13.9098 | 13.9026 | 13.8955 | 13.8739 | 13.8739 | 13.8955 | 13.8955 | 13.8955 | 13.9026 | 13.8883 | 13.8811 | 13.8883 | 13.8811 | 13.8739 | 13.8596 | 13.8452 | 13.8524 | 13.8452 | 13.8524
LPLO | 0.85335 | 0.85928 | 0.84923 | 0.73665 | 0.5934 | 0.6957 | 0.72368 | 0.88335 | 0.91275 | 0.9162 | 0.9087 | 0.9063 | 0.90653 | 0.9027 | 0.8988 | 0.8997 | 0.8997 | 0.8961 | 0.89318 | 0.88103 | 0.86033 | 0.75458 | 0.76598 | 0.84623
RPD1 | 19.5616 | 19.5648 | 19.5744 | 19.5744 | 19.5616 | 19.5616 | 7.1776 | 19.4016 | 19.6416 | 19.5648 | 17.296 | 16.7712 | 16.7552 | 16.4608 | 16.016 | 16.016 | 16.2176 | 18.1792 | 19.6224 | 19.6352 | 19.2608 | 19.6608 | 19.6512 | 19.6544
RCIO | 0.513 | 0.581 | 0.579 | 0.475 | 0.601 | 0.598 | 0.564 | 0.569 | 0.59 | 0.591 | 0.572 | 0.56 | 0.568 | 0.543 | 0.577 | 0.496 | 0.292 | 0.183 | 0.48 | 0.498 | 0.603 | 0.597 | 0.593 | 0.587
SPY1 | 1.5378 | 1.5384 | 1.5378 | 1.5378 | 1.5378 | 1.5384 | 1.5372 | 1.5378 | 1.5378 | 1.5396 | 1.5396 | 1.539 | 1.5336 | 1.533 | 1.5336 | 1.5264 | 1.5354 | 1.533 | 1.5378 | 1.5378 | 1.5366 | 1.5366 | 1.5384 | 1.5378
TMS1 | 0.69468 | 0.69454 | 0.69454 | 0.6944 | 0.69426 | 0.69412 | 0.69426 | 0.69398 | 0.6937 | 0.69398 | 0.69342 | 0.69342 | 0.69342 | 0.693 | 0.69286 | 0.69272 | 0.69258 | 0.693 | 0.693 | 0.69286 | 0.693 | 0.69328 | 0.69328 | 0.69328
RGRN | 19.3233 | 19.3123 | 19.3087 | 19.3087 | 19.3013 | 19.3123 | 19.3123 | 19.305 | 19.3087 | 19.3123 | 19.3013 | 19.3013 | 19.1437 | 19.1143 | 19.2867 | 19.2867 | 19.2867 | 19.2903 | 19.2867 | 19.2867 | 19.294 | 19.2977 | 19.2903 | 19.294
RNG1 | 9.135 | 9.1319 | 8.896 | 9.1435 | 9.1463 | 9.157 | 9.1544 | 9.1539 | 9.1607 | 9.1593 | 9.1566 | 9.1557 | 9.1588 | 9.1494 | 9.1494 | 9.1525 | 9.1489 | 9.1426 | 9.1499 | 9.1489 | 9.1521 | 9.1494 | 9.1494 | 9.1494
RMR1 | 2.2387 | 2.2397 | 2.2371 | 2.2263 | 2.2199 | 1.382 | 2.0381 | 2.142 | 2.0808 | 1.8835 | 1.9218 | 2.0006 | 1.8304 | 1.5768 | 0.14256 | 1.9207 | 2.2433 | 2.179 | 2.1356 | 1.7106 | 1.6911 | 2.2843 | 2.2361 | 1.8083
SJN1 | 2.983 | 2.893 | 2.911 | 2.798 | 2.792 | 2.804 | 2.984 | 2.784 | 2.784 | 2.822 | 2.956 | 2.934 | 2.934 | 2.974 | 2.964 | 2.934 | 2.975 | 2.958 | 2.995 | 2.904 | 2.954 | 2.934 | 2.932 | 2.956
2QEK | 35 | 35 | 35 | 35 | 35 | 35 | 35 | 35 | 35 | 35 | 35 | 35 | 35 | 35 | 35 | 35 | 35 | 35 | 35 | 35 | 35 | 35 | 35 | 35
SLVJ | 190 | 190 | 190 | 190 | 190 | 190 | 190 | 190 | 190 | 190 | 190 | 190 | 190 | 190 | 190 | 190 | 190 | 190 | 190 | 190 | 190 | 190 | 190 | 190
2ZCF | 19.5319 | 19.5379 | 19.5398 | 19.5596 | 19.5455 | 19.5336 | 19.5262 | 19.5029 | 19.5437 | 19.5257 | 19.5543 | 19.5288 | 19.5601 | 19.5419 | 19.548 | 19.5622 | 19.5625 | 19.5546 | 19.5533 | 19.5594 | 19.5363 | 19.5334 | 19.5198 | 19.5426
SNC1 | 1.5918 | 1.5927 | 1.5927 | 1.5937 | 1.5928 | 1.5918 | 1.5928 | 1.2519 | 0.91802 | 0.91704 | 0.91605 | 0.91704 | 0.91605 | 0.919 | 0.91605 | 0.91605 | 1.0086 | 1.5484 | 1.5553 | 1.5553 | 1.5583 | 1.5573 | 1.5573 | 1.5573
SNCR | 1240 | 1240 | 1240 | 1240 | 1240 | 1240 | 1240 | 1240 | 1240 | 1240 | 1240 | 1240 | 1240 | 1240 | 1240 | 1240 | 1240 | 1240 | 1240 | 1240 | 1240 | 1240 | 1240 | 1240
SNFR | 0 | 0 | 0 | 0 | 0 | 0 | 0 | 90 | 90 | 90 | 90 | 90 | 0 | 0 | 0 | 0 | 0 | 0 | 90 | 90 | 90 | 90 | 90 | 0
SFC1 | 0.21417 | 0.21404 | 0.21404 | 0.21397 | 0.21377 | 0.21358 | 0.21364 | 0.21305 | 0.21364 | 0.21245 | 0.21028 | 0.20803 | 0.20783 | 0.2075 | 0.20744 | 0.20764 | 0.20691 | 0.20764 | 0.20632 | 0.20473 | 0.20849 | 0.21113 | 0.21107 | 0.21107
SJOG | 0.12986 | 0.12972 | 0.12959 | 0.12966 | 0.12959 | 0.12966 | 0.12959 | 0.1289 | 0.12953 | 0.12969 | 0.12913 | 0.12936 | 0.12979 | 0.12926 | 0.12979 | 0.12962 | 0.12923 | 0.12966 | 0.12972 | 0.1288 | 0.12956 | 0.12962 | 0.12962 | 0.12959
SJM1 | 0 | 0 | 0 | 0 | 0 | 0 | 0 | 0 | 0 | 0 | 0 | 0 | 0 | 0 | 0 | 0 | 0 | 0 | 0 | 0 | 0 | 0 | 0 | 0
2UR5 | 0 | 0 | 0 | 0 | 0 | 0 | 0 | 0 | 0 | 0 | 0 | 0 | 0 | 0 | 0 | 0 | 0 | 0 | 0 | 0 | 0 | 0 | 0 | 0
2T4P | 19.9201 | 19.9213 | 19.9215 | 19.9219 | 19.9214 | 19.9228 | 19.921 | 19.9212 | 19.92 | 19.9213 | 19.9217 | 19.9223 | 19.9225 | 19.919 | 19.9192 | 19.917 | 19.9155 | 19.9161 | 19.9112 | 19.915 | 19.9212 | 19.9208 | 19.9191 | 19.9209
SMI1 | 44 | 44 | 44 | 44 | 44 | 44 | 44 | 44 | 44 | 44 | 44 | 44 | 44 | 44 | 44 | 44 | 52 | 52 | 52 | 52 | 52 | 52 | 52 | 52
SNT1 | 0 | 0 | 0 | 0 | 0 | 0 | 0 | 0 | 0 | 0 | 0 | 0 | 0 | 0 | 0 | 0 | 0 | 0 | 0 | 0 | 0 | 0 | 0 | 0
SRA1 | 0.04048 | 0 | 0.33616 | 0.77704 | 0.77792 | 0.77748 | 0.80454 | 0.83622 | 0.83732 | 0.825 | 0.8272 | 0.8272 | 0.8239 | 0.81796 | 0.77066 | 0.7821 | 0.8866 | 0.84282 | 0.74778 | 0.74756 | 0.748 | 0.74778 | 0.748 | 0.74778
STG1 | 1.5443 | 1.5449 | 1.5449 | 1.5446 | 1.5448 | 1.5458 | 1.5513 | 1.5551 | 1.5548 | 1.5559 | 1.5563 | 1.556 | 1.5568 | 1.5566 | 1.5557 | 1.5549 | 1.544 | 1.5222 | 1.5156 | 1.5166 | 1.5169 | 1.5157 | 1.5195 | 1.5266
SLV1 | 0.34078 | 0.34073 | 0.33987 | 0.33942 | 0.33923 | 0.33883 | 0.34327 | 0.34972 | 0.35093 | 0.34866 | 0.34742 | 0.34625 | 0.34496 | 0.34517 | 0.3447 | 0.34612 | 0.3444 | 0.34331 | 0.35184 | 0.35371 | 0.35255 | 0.35148 | 0.35111 | 0.34933
SOG1 | 546 | 546 | 546 | 546 | 546 | 546 | 546 | 546 | 546 | 546 | 546 | 546 | 546 | 546 | 546 | 546 | 546 | 546 | 546 | 546 | 546 | 546 | 546 | 546
SNS1 | 18.0774 | 18.0774 | 18.0774 | 18.0774 | 18.0774 | 18.0774 | 18.084 | 18.062 | 18.0554 | 18.0356 | 18.051 | 18.0576 | 18.0466 | 18.0378 | 18.0554 | 18.0334 | 18.051 | 18.0598 | 18.0576 | 18.0444 | 18.0334 | 18.0378 | 18.0598 | 18.04
SBA1 | 2.0646 | 2.067 | 2.0611 | 2.0647 | 2.0683 | 2.1373 | 2.1765 | 2.2442 | 2.2401 | 2.2374 | 2.1415 | 0 | 0 | 1.3015 | 2.2417 | 2.2409 | 2.2398 | 2.2411 | 2.2412 | 2.2399 | 2.2284 | 2.2153 | 2.1098 | 2.0981
SUV1 | 6.192 | 6.1938 | 6.1866 | 6.1776 | 6.1956 | 6.1992 | 6.174 | 6.1722 | 6.174 | 6.1722 | 6.1722 | 6.174 | 6.1776 | 6.174 | 6.174 | 6.1632 | 6.156 | 6.1542 | 6.1578 | 6.1614 | 6.1632 | 6.1632 | 6.165 | 6.1668
TSJ1 | 165 | 165 | 165 | 165 | 165 | 165 | 165 | 165 | 165 | 165 | 165 | 165 | 165 | 165 | 165 | 165 | 165 | 165 | 165 | 165 | 165 | 165 | 165 | 165
TSJ2 | 170 | 170 | 170 | 170 | 170 | 170 | 170 | 170 | 170 | 170 | 170 | 170 | 170 | 170 | 170 | 170 | 170 | 170 | 170 | 170 | 170 | 170 | 170 | 170
TBST | 624 | 624 | 624 | 624 | 624 | 624 | 624 | 624 | 624 | 624 | 624 | 624 | 624 | 791 | 791 | 791 | 791 | 791 | 791 | 791 | 791 | 791 | 791 | 791
2UPJ | 14.108 | 14.1077 | 14.1075 | 14.1089 | 14.1089 | 14.1093 | 14.1091 | 14.1096 | 14.111 | 14.113 | 14.1131 | 14.1131 | 14.1122 | 14.1119 | 14.1112 | 14.1118 | 14.1111 | 14.1088 | 14.1087 | 14.1083 | 14.1092 | 14.11 | 14.1096 | 14.1095
2UPD | 13.6466 | 13.646 | 13.6454 | 13.6481 | 13.6444 | 13.6434 | 13.646 | 13.6497 | 13.6517 | 13.654 | 13.6549 | 13.6525 | 13.6529 | 13.6556 | 13.6534 | 13.6556 | 13.6467 | 13.649 | 13.647 | 13.6459 | 13.6472 | 13.6518 | 13.6527 | 13.6533
2UPF | 14.0702 | 14.0702 | 14.0694 | 14.0694 | 14.0698 | 14.0709 | 14.0749 | 14.0709 | 14.0724 | 14.0737 | 14.073 | 14.0729 | 14.0733 | 14.0734 | 14.0721 | 14.0718 | 14.071 | 14.0708 | 14.0703 | 14.0702 | 14.0696 | 14.0686 | 14.069 | 14.0698
2UPH | 13.9971 | 13.9983 | 13.9979 | 13.9988 | 13.9984 | 13.9963 | 14.0001 | 13.9992 | 14.0011 | 14.0027 | 14.0021 | 14.0014 | 14.0019 | 14.0011 | 13.9987 | 13.9983 | 13.9978 | 13.9967 | 13.9968 | 13.995 | 13.9957 | 13.9967 | 13.9959 | 13.9967
2S9Q | 0 | 0 | 0 | 0 | 0 | 0 | 0 | 0 | 0 | 0 | 0 | 0 | 0 | 0 | 0 | 0 | 0 | 0 | 0 | 0 | 0 | 0 | 0 | 0
TMB1 | 0 | 0 | 0 | 0 | 0 | 0 | 0 | 0 | 0 | 0 | 0 | 0 | 0 | 0 | 0 | 0 | 0 | 0 | 0 | 0 | 0 | 0 | 0 | 0
TCD1 | 157 | 157 | 157 | 157 | 157 | 157 | 157 | 157 | 157 | 157 | 157 | 157 | 157 | 157 | 157 | 157 | 157 | 157 | 157 | 157 | 157 | 157 | 157 | 157
TCD2 | 0 | 0 | 0 | 0 | 0 | 0 | 0 | 0 | 0 | 0 | 0 | 0 | 0 | 0 | 0 | 0 | 0 | 0 | 0 | 0 | 0 | 0 | 0 | 0
2WFN | 7.816 | 7.7987 | 7.7677 | 8.4956 | 8.5077 | 8.5077 | 8.5094 | 8.518 | 8.4042 | 8.3542 | 8.349 | 8.2093 | 8.1489 | 8.1127 | 7.9954 | 7.9557 | 8.1282 | 8.1075 | 8.7078 | 8.782 | 8.9165 | 8.92 | 8.9665 | 9.058
TRM1 | 134 | 134 | 134 | 134 | 134 | 134 | 134 | 134 | 134 | 134 | 134 | 134 | 134 | 134 | 134 | 134 | 134 | 134 | 134 | 134 | 134 | 134 | 134 | 134
TDR1 | 45 | 45 | 45 | 45 | 45 | 45 | 45 | 45 | 45 | 45 | 45 | 45 | 45 | 45 | 45 | 45 | 45 | 45 | 45 | 45 | 45 | 45 | 45 | 45
TEC1 | 213 | 213 | 213 | 213 | 213 | 213 | 213 | 213 | 213 | 213 | 213 | 213 | 213 | 213 | 213 | 213 | 213 | 213 | 213 | 213 | 213 | 213 | 213 | 213
2U93 | 19.3635 | 19.3653 | 19.367 | 19.3669 | 19.3635 | 19.3651 | 19.3833 | 19.3795 | 19.397 | 19.4089 | 19.4027 | 19.4025 | 19.4 | 19.3969 | 19.4014 | 19.3998 | 19.4056 | 19.4063 | 19.4057 | 19.4064 | 19.4104 | 19.4119 | 19.4128 | 19.4136
2U8Y | 19.2864 | 19.2871 | 19.289 | 19.2887 | 19.2859 | 19.2857 | 19.2954 | 19.2948 | 19.2652 | 19.237 | 19.2272 | 19.2237 | 19.2179 | 19.2174 | 19.2231 | 19.2375 | 19.2799 | 19.2809 | 19.2794 | 19.2812 | 19.285 | 19.2839 | 19.2832 | 19.2834
2U91 | 19.4032 | 19.4037 | 19.4029 | 19.4038 | 19.4022 | 19.4039 | 19.4108 | 19.4099 | 19.4062 | 19.3994 | 19.3924 | 19.3892 | 19.3879 | 19.3891 | 19.3907 | 19.3796 | 19.346 | 19.3499 | 19.3439 | 19.3423 | 19.3454 | 19.3432 | 19.3435 | 19.3439
TRN1 | 80 | 80 | 80 | 80 | 80 | 80 | 80 | 80 | 80 | 80 | 80 | 80 | 80 | 80 | 80 | 80 | 80 | 80 | 80 | 80 | 80 | 80 | 80 | 80
TPD1 | 0.72978 | 0.73711 | 0.65724 | 0.61458 | 0.68611 | 0.72152 | 0.73108 | 0.71643 | 0.71008 | 0.69895 | 0.67564 | 0.67822 | 0.68867 | 0.68347 | 0.68509 | 0.6845 | 0 | 0.73757 | 0.7054 | 0.72281 | 0.73831 | 0.72788 | 0.73731 | 0.7607
TSR1 | 198 | 198 | 198 | 198 | 198 | 198 | 198 | 198 | 198 | 198 | 198 | 198 | 196 | 196 | 196 | 196 | 196 | 198 | 198 | 198 | 198 | 198 | 198 | 198
TVL1 | 241 | 241 | 241 | 241 | 241 | 241 | 241 | 241 | 241 | 241 | 241 | 241 | 241 | 241 | 241 | 241 | 241 | 241 | 241 | 241 | 241 | 241 | 241 | 241
TYP1 | 8 | 8 | 8 | 8 | 8 | 8 | 8 | 8 | 8 | 8 | 8 | 8 | 8 | 8 | 8 | 8 | 8 | 8 | 8 | 8 | 8 | 8 | 8 | 8
TYP2 | 28 | 28 | 28 | 28 | 28 | 28 | 28 | 28 | 28 | 28 | 28 | 28 | 28 | 28 | 28 | 28 | 28 | 28 | 28 | 28 | 28 | 28 | 28 | 28
TYP3 | 49 | 49 | 49 | 49 | 49 | 49 | 0 | 0 | 0 | 0 | 0 | 0 | 0 | 0 | 0 | 0 | 0 | 0 | 0 | 0 | 0 | 0 | 0 | 0
TYP4 | 50 | 50 | 50 | 50 | 50 | 50 | 45 | 45 | 45 | 45 | 45 | 45 | 45 | 45 | 45 | 45 | 45 | 45 | 45 | 45 | 45 | 45 | 45 | 45
TYP5 | 50 | 50 | 50 | 50 | 50 | 50 | 47 | 47 | 47 | 47 | 47 | 47 | 47 | 47 | 47 | 47 | 47 | 47 | 47 | 47 | 47 | 47 | 47 | 47
2ZP9 | 0 | 0 | 0 | 0 | 0 | 0.0122 | 1.2019 | 2.4457 | 5.4989 | 7.1507 | 8.2308 | 15.2301 | 18.5782 | 17.6378 | 15.3931 | 14.3971 | 7.497 | 1.4854 | 0 | 0 | 0 | 0 | 0 | 0
TR2G | 0 | 0 | 0 | 0 | 0 | 0.00781 | 1.229 | 2.4382 | 5.5561 | 6.9698 | 8.1276 | 15.4956 | 19.0283 | 17.659 | 15.6572 | 15.5018 | 8.4609 | 1.3819 | 0 | 0 | 0 | 0 | 0 | 0
TR3G | 0 | 0 | 0 | 0 | 0 | 0.01403 | 1.2304 | 2.4919 | 5.7002 | 6.9924 | 8.2441 | 16.073 | 19.3775 | 17.8876 | 15.9114 | 14.9092 | 7.7149 | 1.4193 | 0 | 0 | 0 | 0 | 0 | 0
TUJ1 | 18.8483 | 19.1013 | 19.5418 | 19.5136 | 18.8228 | 18.3098 | 17.8032 | 17.4006 | 17.3922 | 17.2527 | 17.2151 | 17.2194 | 17.2372 | 17.2419 | 17.2357 | 17.2251 | 17.2092 | 17.2029 | 17.184 | 17.2667 | 18.025 | 18.6024 | 18.5025 | 18.5681
UNN1 | 0.63864 | 0.64104 | 0.64272 | 0.64152 | 0.64116 | 0.64572 | 0.65208 | 0.37632 | 0 | 0 | 0 | 0 | 0 | 0.27924 | 0.72432 | 0.64884 | 0.6546 | 0.67812 | 0.69192 | 0.68136 | 0.64968 | 0.61776 | 0.64296 | 0.64836
URA1 | 154 | 154 | 154 | 154 | 154 | 154 | 154 | 154 | 228 | 228 | 228 | 228 | 228 | 228 | 300 | 300 | 298 | 298 | 298 | 298 | 298 | 298 | 225 | 225
PLU1 | 0.81565 | 0.81565 | 0.81455 | 0.81521 | 0.81521 | 0.81554 | 0.81818 | 0.82038 | 0.82038 | 0.81961 | 0.81983 | 0.82049 | 0.8206 | 0.82038 | 0.82049 | 0.82225 | 0.76263 | 0.80146 | 0.82313 | 0.82313 | 0.82324 | 0.82192 | 0.81796 | 0.77253
USQ1 | 0.74347 | 0.70735 | 0.68936 | 0.65944 | 0.68887 | 0.79298 | 0.99142 | 1.1992 | 1.317 | 1.3682 | 1.3879 | 1.4042 | 1.3839 | 1.3596 | 1.3476 | 1.3157 | 1.2593 | 1.1896 | 1.1207 | 1.0882 | 1.0497 | 0.99574 | 0.90163 | 0.81985
VNTA | 1.5652 | 1.6134 | 1.6065 | 1.635 | 1.6726 | 1.8053 | 1.8673 | 1.91 | 1.9426 | 1.7925 | 1.6873 | 1.46 | 1.6432 | 1.8296 | 1.8847 | 1.8999 | 1.4922 | 1.8567 | 1.7162 | 1.3544 | 1.4104 | 1.8099 | 1.91 | 1.938
VNTB | 1.5421 | 1.5353 | 1.5144 | 1.528 | 1.607 | 1.8232 | 1.917 | 1.8962 | 1.8455 | 1.778 | 1.6585 | 1.4686 | 1.7161 | 1.6651 | 1.6347 | 1.5904 | 1.5586 | 1.5167 | 1.4693 | 1.47 | 1.5155 | 1.5193 | 1.552 | 1.6202
ZPA2 | 0 | 0 | 0 | 0 | 0 | 0 | 0 | 0 | 0 | 0 | 0 | 0 | 0 | 0 | 0 | 0 | 0 | 0 | 0 | 0 | 0 | 0 | 0 | 0
ZPA3 | 63 | 63 | 63 | 63 | 63 | 63 | 63 | 63 | 63 | 63 | 63 | 63 | 63 | 63 | 63 | 63 | 63 | 63 | 63 | 63 | 63 | 63 | 63 | 63
ZPA4 | 64 | 64 | 64 | 64 | 64 | 64 | 64 | 64 | 64 | 64 | 64 | 64 | 64 | 64 | 64 | 64 | 64 | 64 | 64 | 64 | 64 | 64 | 64 | 64
ZPA5 | 63 | 63 | 63 | 63 | 63 | 63 | 63 | 63 | 63 | 63 | 63 | 63 | 63 | 63 | 63 | 63 | 63 | 63 | 63 | 63 | 63 | 63 | 63 | 63

## Gen_P_min
Gen_index | 0 | 1 | 2 | 3 | 4 | 5 | 6 | 7 | 8 | 9 | 10 | 11 | 12 | 13 | 14 | 15 | 16 | 17 | 18 | 19 | 20 | 21 | 22 | 23
2XXR | 0 | 0 | 0 | 0 | 0 | 0 | 0 | 0 | 0 | 0 | 0 | 0 | 0 | 0 | 0 | 0 | 0 | 0 | 0 | 0 | 0 | 0 | 0 | 0
3AL6 | 0 | 0 | 0 | 0 | 0 | 0 | 0 | 0 | 0 | 0 | 0 | 0 | 0 | 0 | 0 | 0 | 0 | 0 | 0 | 0 | 0 | 0 | 0 | 0
2ZJT | 0 | 0 | 0 | 0 | 0 | 0 | 0 | 0 | 0 | 0 | 0 | 0 | 0 | 0 | 0 | 0 | 0 | 0 | 0 | 0 | 0 | 0 | 0 | 0
3AXV | 0 | 0 | 0 | 0 | 0 | 0 | 0 | 0 | 0 | 0 | 0 | 0 | 0 | 0 | 0 | 0 | 0 | 0 | 0 | 0 | 0 | 0 | 0 | 0
2YMA | 0 | 0 | 0 | 0 | 0 | 0 | 0 | 0 | 0 | 0 | 0 | 0 | 0 | 0 | 0 | 0 | 0 | 0 | 0 | 0 | 0 | 0 | 0 | 0
2Z66 | 0 | 0 | 0 | 0 | 0 | 0 | 0 | 0 | 0 | 0 | 0 | 0 | 0 | 0 | 0 | 0 | 0 | 0 | 0 | 0 | 0 | 0 | 0 | 0
2YQM | 0 | 0 | 0 | 0 | 0 | 0 | 0 | 0 | 0 | 0 | 0 | 0 | 0 | 0 | 0 | 0 | 0 | 0 | 0 | 0 | 0 | 0 | 0 | 0
AFR1 | 0 | 0 | 0 | 0 | 0 | 0 | 0 | 0 | 0 | 0 | 0 | 0 | 0 | 0 | 0 | 0 | 0 | 0 | 0 | 0 | 0 | 0 | 0 | 0
ALBG | 5 | 5 | 5 | 5 | 12 | 12 | 12 | 12 | 12 | 12 | 12 | 12 | 12 | 12 | 12 | 12 | 12 | 12 | 12 | 12 | 12 | 12 | 12 | 12
2SDR | 0 | 0 | 0 | 0 | 0 | 0 | 0 | 0 | 0 | 0 | 0 | 0 | 0 | 0 | 0 | 0 | 0 | 0 | 0 | 0 | 0 | 0 | 0 | 0
ALTG | 0 | 0 | 0 | 0 | 0 | 0 | 0 | 0 | 0 | 0 | 0 | 0 | 0 | 0 | 0 | 0 | 0 | 0 | 0 | 0 | 0 | 0 | 0 | 0
AMA1 | 0 | 0 | 0 | 0 | 0 | 0 | 0 | 0 | 0 | 0 | 0 | 0 | 0 | 0 | 0 | 0 | 0 | 0 | 0 | 0 | 0 | 0 | 0 | 0
AMF1 | 0 | 0 | 0 | 0 | 0 | 0 | 0 | 0 | 0 | 0 | 0 | 0 | 0 | 0 | 0 | 0 | 0 | 0 | 0 | 0 | 0 | 0 | 0 | 0
AMR1 | 0 | 0 | 0 | 0 | 0 | 0 | 0 | 0 | 0 | 0 | 0 | 0 | 0 | 0 | 0 | 0 | 0 | 0 | 0 | 0 | 0 | 0 | 0 | 0
MOY1 | 0 | 0 | 0 | 0 | 0 | 0 | 0 | 0 | 0 | 0 | 0 | 0 | 0 | 0 | 0 | 0 | 0 | 0 | 0 | 0 | 0 | 0 | 0 | 0
ASN1 | 0 | 0 | 0 | 0 | 0 | 0 | 0 | 0 | 0 | 0 | 0 | 0 | 0 | 0 | 0 | 0 | 0 | 0 | 0 | 0 | 0 | 0 | 0 | 0
2UX3 | 0 | 0 | 0 | 0 | 0 | 0 | 0 | 0 | 0 | 0 | 0 | 0 | 0 | 0 | 0 | 0 | 0 | 0 | 0 | 0 | 0 | 0 | 0 | 0
ARG1 | 0 | 0 | 0 | 0 | 0 | 0 | 0 | 0 | 0 | 0 | 0 | 0 | 0 | 0 | 0 | 0 | 0 | 0 | 0 | 0 | 0 | 0 | 0 | 0
2S6U | 0 | 0 | 0 | 0 | 0 | 0 | 0 | 0 | 0 | 0 | 0 | 0 | 0 | 0 | 0 | 0 | 0 | 0 | 0 | 0 | 0 | 0 | 0 | 0
2V25 | 0 | 0 | 0 | 0 | 0 | 0 | 0 | 0 | 0 | 0 | 0 | 0 | 0 | 0 | 0 | 0 | 0 | 0 | 0 | 0 | 0 | 0 | 0 | 0
2S8G | 0 | 0 | 0 | 0 | 0 | 0 | 0 | 0 | 0 | 0 | 0 | 0 | 0 | 0 | 0 | 0 | 0 | 0 | 0 | 0 | 0 | 0 | 0 | 0
2S6S | 0 | 0 | 0 | 0 | 0 | 0 | 0 | 0 | 0 | 0 | 0 | 0 | 0 | 0 | 0 | 0 | 0 | 0 | 0 | 0 | 0 | 0 | 0 | 0
AYR1 | 0 | 0 | 0 | 0 | 0 | 0 | 0 | 0 | 0 | 0 | 0 | 0 | 0 | 0 | 0 | 0 | 0 | 0 | 0 | 0 | 0 | 0 | 0 | 0
2TYI | 0 | 0 | 0 | 0 | 0 | 0 | 0 | 0 | 0 | 0 | 0 | 0 | 0 | 0 | 0 | 0 | 0 | 0 | 0 | 0 | 0 | 0 | 0 | 0
CMN1 | 0 | 0 | 0 | 0 | 0 | 0 | 0 | 0 | 0 | 0 | 0 | 0 | 0 | 0 | 0 | 0 | 0 | 0 | 0 | 0 | 0 | 0 | 0 | 0
2V27 | 0 | 0 | 0 | 0 | 0 | 0 | 0 | 0 | 0 | 0 | 0 | 0 | 0 | 0 | 0 | 0 | 0 | 0 | 0 | 0 | 0 | 0 | 0 | 0
2YB9 | 0 | 0 | 0 | 0 | 0 | 0 | 0 | 0 | 0 | 0 | 0 | 0 | 0 | 0 | 0 | 0 | 0 | 0 | 0 | 0 | 0 | 0 | 0 | 0
2YQO | 0 | 0 | 0 | 0 | 0 | 0 | 0 | 0 | 0 | 0 | 0 | 0 | 0 | 0 | 0 | 0 | 0 | 0 | 0 | 0 | 0 | 0 | 0 | 0
3C3X | 0 | 0 | 0 | 0 | 0 | 0 | 0 | 0 | 0 | 0 | 0 | 0 | 0 | 0 | 0 | 0 | 0 | 0 | 0 | 0 | 0 | 0 | 0 | 0
3ADA | 0 | 0 | 0 | 0 | 0 | 0 | 0 | 0 | 0 | 0 | 0 | 0 | 0 | 0 | 0 | 0 | 0 | 0 | 0 | 0 | 0 | 0 | 0 | 0
2S8I | 0 | 0 | 0 | 0 | 0 | 0 | 0 | 0 | 0 | 0 | 0 | 0 | 0 | 0 | 0 | 0 | 0 | 0 | 0 | 0 | 0 | 0 | 0 | 0
3C4V | 0 | 0 | 0 | 0 | 0 | 0 | 0 | 0 | 0 | 0 | 0 | 0 | 0 | 0 | 0 | 0 | 0 | 0 | 0 | 0 | 0 | 0 | 0 | 0
2YWY | 0 | 0 | 0 | 0 | 0 | 0 | 0 | 0 | 0 | 0 | 0 | 0 | 0 | 0 | 0 | 0 | 0 | 0 | 0 | 0 | 0 | 0 | 0 | 0
2S6Q | 0 | 0 | 0 | 0 | 0 | 0 | 0 | 0 | 0 | 0 | 0 | 0 | 0 | 0 | 0 | 0 | 0 | 0 | 0 | 0 | 0 | 0 | 0 | 0
2QV2 | 0 | 0 | 0 | 0 | 0 | 0 | 0 | 0 | 0 | 0 | 0 | 0 | 0 | 0 | 0 | 0 | 0 | 0 | 0 | 0 | 0 | 0 | 0 | 0
TBQ3 | 0 | 0 | 0 | 0 | 0 | 0 | 0 | 0 | 0 | 0 | 0 | 0 | 0 | 0 | 0 | 0 | 0 | 0 | 0 | 0 | 0 | 0 | 0 | 0
TBQ4 | 0 | 0 | 0 | 0 | 0 | 0 | 0 | 0 | 0 | 0 | 0 | 0 | 0 | 0 | 0 | 0 | 0 | 0 | 0 | 0 | 0 | 0 | 0 | 0
BAR1 | 0 | 0 | 0 | 0 | 0 | 0 | 0 | 0 | 0 | 0 | 0 | 0 | 0 | 0 | 0 | 0 | 0 | 0 | 0 | 0 | 0 | 0 | 0 | 0
BYN1 | 0 | 0 | 0 | 0 | 0 | 0 | 0 | 0 | 0 | 0 | 0 | 0 | 0 | 0 | 0 | 0 | 0 | 0 | 0 | 0 | 0 | 0 | 0 | 0
BLL3 | 0 | 0 | 0 | 0 | 0 | 0 | 0 | 0 | 0 | 0 | 0 | 0 | 0 | 0 | 0 | 0 | 0 | 0 | 0 | 0 | 0 | 0 | 0 | 0
BLM1 | 0 | 0 | 0 | 0 | 0 | 0 | 0 | 0 | 0 | 0 | 0 | 0 | 0 | 0 | 0 | 0 | 0 | 0 | 0 | 0 | 0 | 0 | 0 | 0
CHBG | 60 | 60 | 60 | 60 | 60 | 60 | 60 | 60 | 60 | 60 | 60 | 60 | 60 | 60 | 60 | 60 | 60 | 60 | 60 | 60 | 60 | 60 | 60 | 60
2SXQ | 0 | 0 | 0 | 0 | 0 | 0 | 0 | 0 | 0 | 0 | 0 | 0 | 0 | 0 | 0 | 0 | 0 | 0 | 0 | 0 | 0 | 0 | 0 | 0
CLDR | 0 | 0 | 0 | 0 | 0 | 0 | 0 | 0 | 0 | 0 | 0 | 0 | 0 | 0 | 0 | 0 | 0 | 0 | 0 | 0 | 0 | 0 | 0 | 0
CLMG | 0 | 0 | 0 | 0 | 0 | 0 | 0 | 0 | 0 | 0 | 0 | 0 | 0 | 0 | 0 | 0 | 0 | 0 | 0 | 0 | 0 | 0 | 0 | 0
CPT1 | 0 | 0 | 0 | 0 | 0 | 0 | 0 | 0 | 0 | 0 | 0 | 0 | 0 | 0 | 0 | 0 | 0 | 0 | 0 | 0 | 0 | 0 | 0 | 0
CMP2 | 0 | 0 | 0 | 0 | 0 | 0 | 0 | 0 | 0 | 0 | 0 | 0 | 0 | 0 | 0 | 0 | 0 | 0 | 0 | 0 | 0 | 0 | 0 | 0
2T7D | 0 | 0 | 0 | 0 | 0 | 0 | 0 | 0 | 0 | 0 | 0 | 0 | 0 | 0 | 0 | 0 | 0 | 0 | 0 | 0 | 0 | 0 | 0 | 0
CRC1 | 0 | 0 | 0 | 0 | 0 | 0 | 0 | 0 | 0 | 0 | 0 | 0 | 0 | 0 | 0 | 0 | 0 | 0 | 0 | 0 | 0 | 0 | 0 | 0
CLL1 | 0 | 0 | 0 | 0 | 0 | 0 | 0 | 0 | 0 | 0 | 0 | 0 | 0 | 0 | 0 | 0 | 0 | 0 | 0 | 0 | 0 | 0 | 0 | 0
CTG1 | 0 | 0 | 0 | 0 | 0 | 0 | 0 | 0 | 0 | 0 | 0 | 0 | 0 | 0 | 0 | 0 | 0 | 0 | 0 | 0 | 0 | 0 | 0 | 0
CTG2 | 0 | 0 | 0 | 0 | 0 | 0 | 0 | 0 | 0 | 0 | 0 | 0 | 0 | 0 | 0 | 0 | 0 | 0 | 0 | 0 | 0 | 0 | 0 | 0
CTG3 | 0 | 0 | 0 | 0 | 0 | 0 | 0 | 0 | 0 | 0 | 0 | 0 | 0 | 0 | 0 | 0 | 0 | 0 | 0 | 0 | 0 | 0 | 0 | 0
GCA1 | 0 | 0 | 0 | 0 | 0 | 0 | 0 | 0 | 0 | 0 | 0 | 0 | 0 | 0 | 0 | 0 | 0 | 0 | 0 | 0 | 0 | 0 | 0 | 0
CSC1 | 0 | 0 | 0 | 0 | 0 | 0 | 0 | 0 | 0 | 0 | 0 | 0 | 0 | 0 | 0 | 0 | 0 | 0 | 0 | 0 | 0 | 0 | 0 | 0
3AQP | 0 | 0 | 0 | 0 | 0 | 0 | 0 | 0 | 0 | 0 | 0 | 0 | 0 | 0 | 0 | 0 | 0 | 0 | 0 | 0 | 0 | 0 | 0 | 0
2VJS | 0 | 0 | 0 | 0 | 0 | 0 | 0 | 0 | 0 | 0 | 0 | 0 | 0 | 0 | 0 | 0 | 0 | 0 | 0 | 0 | 0 | 0 | 0 | 0
3ACC | 0 | 0 | 0 | 0 | 0 | 0 | 0 | 0 | 0 | 0 | 0 | 0 | 0 | 0 | 0 | 0 | 0 | 0 | 0 | 0 | 0 | 0 | 0 | 0
2ZHY | 0 | 0 | 0 | 0 | 0 | 0 | 0 | 0 | 0 | 0 | 0 | 0 | 0 | 0 | 0 | 0 | 0 | 0 | 0 | 0 | 0 | 0 | 0 | 0
3BZB | 0 | 0 | 0 | 0 | 0 | 0 | 0 | 0 | 0 | 0 | 0 | 0 | 0 | 0 | 0 | 0 | 0 | 0 | 0 | 0 | 0 | 0 | 0 | 0
CAS1 | 0 | 0 | 0 | 0 | 0 | 0 | 0 | 0 | 0 | 0 | 0 | 0 | 0 | 0 | 0 | 0 | 0 | 0 | 0 | 0 | 0 | 0 | 0 | 0
CQT1 | 0 | 0 | 0 | 0 | 0 | 0 | 0 | 0 | 0 | 0 | 0 | 0 | 0 | 0 | 0 | 0 | 0 | 0 | 0 | 0 | 0 | 0 | 0 | 0
CHVR | 0 | 0 | 0 | 0 | 0 | 0 | 0 | 0 | 0 | 0 | 0 | 0 | 0 | 0 | 0 | 0 | 0 | 0 | 0 | 0 | 0 | 0 | 0 | 0
CCN1 | 0 | 0 | 0 | 0 | 0 | 0 | 0 | 0 | 0 | 0 | 0 | 0 | 0 | 0 | 0 | 0 | 0 | 0 | 0 | 0 | 0 | 0 | 0 | 0
COE1 | 0 | 0 | 0 | 0 | 0 | 0 | 0 | 0 | 0 | 0 | 0 | 0 | 0 | 0 | 0 | 0 | 0 | 0 | 0 | 0 | 0 | 0 | 0 | 0
2UP2 | 0 | 0 | 0 | 0 | 0 | 0 | 0 | 0 | 0 | 0 | 0 | 0 | 0 | 0 | 0 | 0 | 0 | 0 | 0 | 0 | 0 | 0 | 0 | 0
PNC1 | 0 | 0 | 0 | 0 | 0 | 0 | 0 | 0 | 0 | 0 | 0 | 0 | 0 | 0 | 0 | 0 | 0 | 0 | 0 | 0 | 0 | 0 | 0 | 0
CUC1 | 0 | 0 | 0 | 0 | 0 | 0 | 0 | 0 | 0 | 0 | 0 | 0 | 0 | 0 | 0 | 0 | 0 | 0 | 0 | 0 | 0 | 0 | 0 | 0
CUR1 | 0 | 0 | 0 | 0 | 0 | 0 | 0 | 0 | 0 | 0 | 0 | 0 | 0 | 0 | 0 | 0 | 0 | 0 | 0 | 0 | 0 | 0 | 0 | 0
DVS1 | 0 | 0 | 0 | 0 | 0 | 0 | 0 | 0 | 0 | 0 | 0 | 0 | 0 | 0 | 0 | 0 | 0 | 0 | 0 | 0 | 0 | 0 | 0 | 0
2S8S | 0 | 0 | 0 | 0 | 0 | 0 | 0 | 0 | 0 | 0 | 0 | 0 | 0 | 0 | 0 | 0 | 0 | 0 | 0 | 0 | 0 | 0 | 0 | 0
BSQ1 | 0 | 0 | 0 | 0 | 0 | 0 | 0 | 0 | 0 | 0 | 0 | 0 | 0 | 0 | 0 | 0 | 0 | 0 | 0 | 0 | 0 | 0 | 0 | 0
2S9L | 0 | 0 | 0 | 0 | 0 | 0 | 0 | 0 | 0 | 0 | 0 | 0 | 0 | 0 | 0 | 0 | 0 | 0 | 0 | 0 | 0 | 0 | 0 | 0
2SW1 | 0 | 0 | 0 | 0 | 0 | 0 | 0 | 0 | 0 | 0 | 0 | 0 | 0 | 0 | 0 | 0 | 0 | 0 | 0 | 0 | 0 | 0 | 0 | 0
LMR1 | 0 | 0 | 0 | 0 | 0 | 0 | 0 | 0 | 0 | 0 | 0 | 0 | 0 | 0 | 0 | 0 | 0 | 0 | 0 | 0 | 0 | 0 | 0 | 0
2T1L | 0 | 0 | 0 | 0 | 0 | 0 | 0 | 0 | 0 | 0 | 0 | 0 | 0 | 0 | 0 | 0 | 0 | 0 | 0 | 0 | 0 | 0 | 0 | 0
EPFV | 0 | 0 | 0 | 0 | 0 | 0 | 0 | 0 | 0 | 0 | 0 | 0 | 0 | 0 | 0 | 0 | 0 | 0 | 0 | 0 | 0 | 0 | 0 | 0
2QBW | 0 | 0 | 0 | 0 | 0 | 0 | 0 | 0 | 0 | 0 | 0 | 0 | 0 | 0 | 0 | 0 | 0 | 0 | 0 | 0 | 0 | 0 | 0 | 0
QUI1 | 100 | 100 | 100 | 100 | 100 | 100 | 100 | 100 | 100 | 100 | 100 | 100 | 100 | 100 | 100 | 100 | 100 | 100 | 100 | 100 | 100 | 100 | 100 | 100
HMIN | 0 | 0 | 0 | 0 | 0 | 0 | 0 | 0 | 0 | 0 | 0 | 0 | 0 | 0 | 0 | 0 | 0 | 0 | 0 | 0 | 0 | 0 | 0 | 0
ESMR | 0 | 0 | 0 | 0 | 0 | 0 | 0 | 0 | 0 | 0 | 0 | 0 | 0 | 0 | 0 | 0 | 0 | 0 | 0 | 0 | 0 | 0 | 0 | 0
TFL4 | 0 | 0 | 0 | 0 | 0 | 0 | 0 | 0 | 0 | 0 | 0 | 0 | 0 | 0 | 0 | 0 | 0 | 0 | 0 | 0 | 0 | 0 | 0 | 0
TFL1 | 0 | 0 | 0 | 0 | 0 | 0 | 0 | 0 | 0 | 0 | 0 | 0 | 0 | 0 | 0 | 0 | 0 | 0 | 0 | 0 | 0 | 0 | 0 | 0
FLRD | 0 | 0 | 0 | 0 | 0 | 0 | 0 | 0 | 0 | 0 | 0 | 0 | 0 | 0 | 0 | 0 | 0 | 0 | 0 | 0 | 0 | 0 | 0 | 0
APHA | 0 | 0 | 0 | 0 | 0 | 0 | 0 | 0 | 0 | 0 | 0 | 0 | 0 | 0 | 0 | 0 | 0 | 0 | 0 | 0 | 0 | 0 | 0 | 0
BETA | 0 | 0 | 0 | 0 | 0 | 0 | 0 | 0 | 0 | 0 | 0 | 0 | 0 | 0 | 0 | 0 | 0 | 0 | 0 | 0 | 0 | 0 | 0 | 0
GEC3 | 0 | 0 | 0 | 0 | 0 | 0 | 0 | 0 | 0 | 0 | 0 | 0 | 0 | 0 | 0 | 0 | 0 | 0 | 0 | 0 | 0 | 0 | 0 | 0
GE32 | 0 | 0 | 0 | 0 | 0 | 0 | 0 | 0 | 0 | 0 | 0 | 0 | 0 | 0 | 0 | 0 | 0 | 0 | 0 | 0 | 0 | 0 | 0 | 0
3B4L | 0 | 0 | 0 | 0 | 0 | 0 | 0 | 0 | 0 | 0 | 0 | 0 | 0 | 0 | 0 | 0 | 0 | 0 | 0 | 0 | 0 | 0 | 0 | 0
GCC1 | 0 | 0 | 0 | 0 | 0 | 0 | 0 | 0 | 0 | 0 | 0 | 0 | 0 | 0 | 0 | 0 | 0 | 0 | 0 | 0 | 0 | 0 | 0 | 0
TGJ1 | 0 | 0 | 0 | 0 | 0 | 0 | 0 | 0 | 0 | 0 | 0 | 0 | 0 | 0 | 0 | 0 | 0 | 0 | 0 | 0 | 0 | 0 | 0 | 0
TGJ2 | 0 | 0 | 0 | 0 | 0 | 0 | 0 | 0 | 0 | 0 | 0 | 0 | 0 | 0 | 0 | 0 | 0 | 0 | 0 | 0 | 0 | 0 | 0 | 0
GQA1 | 0 | 0 | 0 | 0 | 0 | 0 | 0 | 0 | 0 | 0 | 0 | 0 | 0 | 0 | 0 | 0 | 0 | 0 | 0 | 0 | 0 | 0 | 0 | 0
GTPE | 0 | 0 | 0 | 0 | 0 | 0 | 0 | 0 | 0 | 0 | 0 | 0 | 0 | 0 | 0 | 0 | 0 | 0 | 0 | 0 | 0 | 0 | 0 | 0
GTRG | 0 | 0 | 0 | 0 | 0 | 0 | 0 | 0 | 0 | 0 | 0 | 0 | 0 | 0 | 0 | 0 | 0 | 0 | 0 | 0 | 0 | 0 | 0 | 0
GVIO | 0 | 0 | 0 | 0 | 0 | 0 | 0 | 0 | 0 | 0 | 0 | 0 | 0 | 0 | 0 | 0 | 0 | 0 | 0 | 0 | 0 | 0 | 0 | 0
2S8N | 0 | 0 | 0 | 0 | 0 | 0 | 0 | 0 | 0 | 0 | 0 | 0 | 0 | 0 | 0 | 0 | 0 | 0 | 0 | 0 | 0 | 0 | 0 | 0
2YNA | 0 | 0 | 0 | 0 | 0 | 0 | 0 | 0 | 0 | 0 | 0 | 0 | 0 | 0 | 0 | 0 | 0 | 0 | 0 | 0 | 0 | 0 | 0 | 0
HMO1 | 0 | 0 | 0 | 0 | 0 | 0 | 0 | 0 | 0 | 0 | 0 | 0 | 0 | 0 | 0 | 0 | 0 | 0 | 0 | 0 | 0 | 0 | 0 | 0
INC1 | 0 | 0 | 0 | 0 | 0 | 0 | 0 | 0 | 0 | 0 | 0 | 0 | 0 | 0 | 0 | 0 | 0 | 0 | 0 | 0 | 0 | 0 | 0 | 0
ILC1 | 0 | 0 | 0 | 0 | 0 | 0 | 0 | 0 | 0 | 0 | 0 | 0 | 0 | 0 | 0 | 0 | 0 | 0 | 0 | 0 | 0 | 0 | 0 | 0
PIC1 | 0 | 0 | 0 | 0 | 0 | 0 | 0 | 0 | 0 | 0 | 0 | 0 | 0 | 0 | 0 | 0 | 0 | 0 | 0 | 0 | 0 | 0 | 0 | 0
CIP1 | 0 | 0 | 0 | 0 | 0 | 0 | 0 | 0 | 0 | 0 | 0 | 0 | 0 | 0 | 0 | 0 | 0 | 0 | 0 | 0 | 0 | 0 | 0 | 0
RPL1 | 0 | 0 | 0 | 0 | 0 | 0 | 0 | 0 | 0 | 0 | 0 | 0 | 0 | 0 | 0 | 0 | 0 | 0 | 0 | 0 | 0 | 0 | 0 | 0
IRG1 | 0 | 0 | 0 | 0 | 0 | 0 | 0 | 0 | 0 | 0 | 0 | 0 | 0 | 0 | 0 | 0 | 0 | 0 | 0 | 0 | 0 | 0 | 0 | 0
CIS1 | 0 | 0 | 0 | 0 | 0 | 0 | 0 | 0 | 0 | 0 | 0 | 0 | 0 | 0 | 0 | 0 | 0 | 0 | 0 | 0 | 0 | 0 | 0 | 0
INS1 | 0 | 0 | 0 | 0 | 0 | 0 | 0 | 0 | 0 | 0 | 0 | 0 | 0 | 0 | 0 | 0 | 0 | 0 | 0 | 0 | 0 | 0 | 0 | 0
INT1 | 0 | 0 | 0 | 0 | 0 | 0 | 0 | 0 | 0 | 0 | 0 | 0 | 0 | 0 | 0 | 0 | 0 | 0 | 0 | 0 | 0 | 0 | 0 | 0
INZ1 | 0 | 0 | 0 | 0 | 0 | 0 | 0 | 0 | 0 | 0 | 0 | 0 | 0 | 0 | 0 | 0 | 0 | 0 | 0 | 0 | 0 | 0 | 0 | 0
IQU1 | 0 | 0 | 0 | 0 | 0 | 0 | 0 | 0 | 0 | 0 | 0 | 0 | 0 | 0 | 0 | 0 | 0 | 0 | 0 | 0 | 0 | 0 | 0 | 0
IQU2 | 0 | 0 | 0 | 0 | 0 | 0 | 0 | 0 | 0 | 0 | 0 | 0 | 0 | 0 | 0 | 0 | 0 | 0 | 0 | 0 | 0 | 0 | 0 | 0
PES1 | 0 | 0 | 0 | 0 | 0 | 0 | 0 | 0 | 0 | 0 | 0 | 0 | 0 | 0 | 0 | 0 | 0 | 0 | 0 | 0 | 0 | 0 | 0 | 0
JAGS | 0 | 0 | 0 | 0 | 0 | 0 | 0 | 0 | 0 | 0 | 0 | 0 | 0 | 0 | 0 | 0 | 0 | 0 | 0 | 0 | 0 | 0 | 0 | 0
JPR1 | 0 | 0 | 0 | 0 | 0 | 0 | 0 | 0 | 0 | 0 | 0 | 0 | 0 | 0 | 0 | 0 | 0 | 0 | 0 | 0 | 0 | 0 | 0 | 0
2V5G | 0 | 0 | 0 | 0 | 0 | 0 | 0 | 0 | 0 | 0 | 0 | 0 | 0 | 0 | 0 | 0 | 0 | 0 | 0 | 0 | 0 | 0 | 0 | 0
JBV1 | 0 | 0 | 0 | 0 | 0 | 0 | 0 | 0 | 0 | 0 | 0 | 0 | 0 | 0 | 0 | 0 | 0 | 0 | 0 | 0 | 0 | 0 | 0 | 0
ABJ1 | 0 | 0 | 0 | 0 | 0 | 0 | 0 | 0 | 0 | 0 | 0 | 0 | 0 | 0 | 0 | 0 | 0 | 0 | 0 | 0 | 0 | 0 | 0 | 0
LCS1 | 0 | 0 | 0 | 0 | 0 | 0 | 0 | 0 | 0 | 0 | 0 | 0 | 0 | 0 | 0 | 0 | 0 | 0 | 0 | 0 | 0 | 0 | 0 | 0
2S78 | 0 | 0 | 0 | 0 | 0 | 0 | 0 | 0 | 0 | 0 | 0 | 0 | 0 | 0 | 0 | 0 | 0 | 0 | 0 | 0 | 0 | 0 | 0 | 0
HRD1 | 0 | 0 | 0 | 0 | 0 | 0 | 0 | 0 | 0 | 0 | 0 | 0 | 0 | 0 | 0 | 0 | 0 | 0 | 0 | 0 | 0 | 0 | 0 | 0
NAV1 | 0 | 0 | 0 | 0 | 0 | 0 | 0 | 0 | 0 | 0 | 0 | 0 | 0 | 0 | 0 | 0 | 0 | 0 | 0 | 0 | 0 | 0 | 0 | 0
PTA1 | 0 | 0 | 0 | 0 | 0 | 0 | 0 | 0 | 0 | 0 | 0 | 0 | 0 | 0 | 0 | 0 | 0 | 0 | 0 | 0 | 0 | 0 | 0 | 0
2QRL | 0 | 0 | 0 | 0 | 0 | 0 | 0 | 0 | 0 | 0 | 0 | 0 | 0 | 0 | 0 | 0 | 0 | 0 | 0 | 0 | 0 | 0 | 0 | 0
LTSJ | 0 | 0 | 0 | 0 | 0 | 0 | 0 | 0 | 0 | 0 | 0 | 0 | 0 | 0 | 0 | 0 | 0 | 0 | 0 | 0 | 0 | 0 | 0 | 0
VLT1 | 0 | 0 | 0 | 0 | 0 | 0 | 0 | 0 | 0 | 0 | 0 | 0 | 0 | 0 | 0 | 0 | 0 | 0 | 0 | 0 | 0 | 0 | 0 | 0
2R22 | 0 | 0 | 0 | 0 | 0 | 0 | 0 | 0 | 0 | 0 | 0 | 0 | 0 | 0 | 0 | 0 | 0 | 0 | 0 | 0 | 0 | 0 | 0 | 0
2U1G | 0 | 0 | 0 | 0 | 0 | 0 | 0 | 0 | 0 | 0 | 0 | 0 | 0 | 0 | 0 | 0 | 0 | 0 | 0 | 0 | 0 | 0 | 0 | 0
2TUT | 0 | 0 | 0 | 0 | 0 | 0 | 0 | 0 | 0 | 0 | 0 | 0 | 0 | 0 | 0 | 0 | 0 | 0 | 0 | 0 | 0 | 0 | 0 | 0
2TUV | 0 | 0 | 0 | 0 | 0 | 0 | 0 | 0 | 0 | 0 | 0 | 0 | 0 | 0 | 0 | 0 | 0 | 0 | 0 | 0 | 0 | 0 | 0 | 0
2SS2 | 0 | 0 | 0 | 0 | 0 | 0 | 0 | 0 | 0 | 0 | 0 | 0 | 0 | 0 | 0 | 0 | 0 | 0 | 0 | 0 | 0 | 0 | 0 | 0
MNT1 | 0 | 0 | 0 | 0 | 0 | 0 | 0 | 0 | 0 | 0 | 0 | 0 | 0 | 0 | 0 | 0 | 0 | 0 | 0 | 0 | 0 | 0 | 0 | 0
CGM1 | 0 | 0 | 0 | 0 | 0 | 0 | 0 | 0 | 0 | 0 | 0 | 0 | 0 | 0 | 0 | 0 | 0 | 0 | 0 | 0 | 0 | 0 | 0 | 0
MRL1 | 0 | 0 | 0 | 0 | 0 | 0 | 0 | 0 | 0 | 0 | 0 | 0 | 0 | 0 | 0 | 0 | 0 | 0 | 0 | 0 | 0 | 0 | 0 | 0
HMLG | 33 | 33 | 33 | 33 | 33 | 33 | 33 | 33 | 33 | 33 | 33 | 33 | 33 | 33 | 33 | 33 | 33 | 33 | 33 | 33 | 33 | 33 | 33 | 33
MIR1 | 0 | 0 | 0 | 0 | 0 | 0 | 0 | 0 | 0 | 0 | 0 | 0 | 0 | 0 | 0 | 0 | 0 | 0 | 0 | 0 | 0 | 0 | 0 | 0
MND1 | 0 | 0 | 0 | 0 | 0 | 0 | 0 | 0 | 0 | 0 | 0 | 0 | 0 | 0 | 0 | 0 | 0 | 0 | 0 | 0 | 0 | 0 | 0 | 0
2SI1 | 0 | 0 | 0 | 0 | 0 | 0 | 0 | 0 | 0 | 0 | 0 | 0 | 0 | 0 | 0 | 0 | 0 | 0 | 0 | 0 | 0 | 0 | 0 | 0
2WC5 | 0 | 0 | 0 | 0 | 0 | 0 | 0 | 0 | 0 | 0 | 0 | 0 | 0 | 0 | 0 | 0 | 0 | 0 | 0 | 0 | 0 | 0 | 0 | 0
MNC1 | 0 | 0 | 0 | 0 | 0 | 0 | 0 | 0 | 0 | 0 | 0 | 0 | 0 | 0 | 0 | 0 | 0 | 0 | 0 | 0 | 0 | 0 | 0 | 0
NIM1 | 0 | 0 | 0 | 0 | 0 | 0 | 0 | 0 | 0 | 0 | 0 | 0 | 0 | 0 | 0 | 0 | 0 | 0 | 0 | 0 | 0 | 0 | 0 | 0
NQU1 | 0 | 0 | 0 | 0 | 0 | 0 | 0 | 0 | 0 | 0 | 0 | 0 | 0 | 0 | 0 | 0 | 0 | 0 | 0 | 0 | 0 | 0 | 0 | 0
LBR1 | 0 | 0 | 0 | 0 | 0 | 0 | 0 | 0 | 0 | 0 | 0 | 0 | 0 | 0 | 0 | 0 | 0 | 0 | 0 | 0 | 0 | 0 | 0 | 0
NTB1 | 0 | 0 | 0 | 0 | 0 | 0 | 0 | 0 | 0 | 0 | 0 | 0 | 0 | 0 | 0 | 0 | 0 | 0 | 0 | 0 | 0 | 0 | 0 | 0
OVJ1 | 0 | 0 | 0 | 0 | 0 | 0 | 0 | 0 | 0 | 0 | 0 | 0 | 0 | 0 | 0 | 0 | 0 | 0 | 0 | 0 | 0 | 0 | 0 | 0
PGUG | 0 | 0 | 0 | 0 | 0 | 0 | 0 | 0 | 0 | 0 | 0 | 0 | 0 | 0 | 0 | 0 | 0 | 0 | 0 | 0 | 0 | 0 | 0 | 0
PPA1 | 0 | 0 | 0 | 0 | 0 | 0 | 0 | 0 | 0 | 0 | 0 | 0 | 0 | 0 | 0 | 0 | 0 | 0 | 0 | 0 | 0 | 0 | 0 | 0
PPA2 | 0 | 0 | 0 | 0 | 0 | 0 | 0 | 0 | 0 | 0 | 0 | 0 | 0 | 0 | 0 | 0 | 0 | 0 | 0 | 0 | 0 | 0 | 0 | 0
PPA3 | 0 | 0 | 0 | 0 | 0 | 0 | 0 | 0 | 0 | 0 | 0 | 0 | 0 | 0 | 0 | 0 | 0 | 0 | 0 | 0 | 0 | 0 | 0 | 0
PPA4 | 0 | 0 | 0 | 0 | 0 | 0 | 0 | 0 | 0 | 0 | 0 | 0 | 0 | 0 | 0 | 0 | 0 | 0 | 0 | 0 | 0 | 0 | 0 | 0
PJR1 | 0 | 0 | 0 | 0 | 0 | 0 | 0 | 0 | 0 | 0 | 0 | 0 | 0 | 0 | 0 | 0 | 0 | 0 | 0 | 0 | 0 | 0 | 0 | 0
PLM1 | 0 | 0 | 0 | 0 | 0 | 0 | 0 | 0 | 0 | 0 | 0 | 0 | 0 | 0 | 0 | 0 | 0 | 0 | 0 | 0 | 0 | 0 | 0 | 0
PPN1 | 0 | 0 | 0 | 0 | 0 | 0 | 0 | 0 | 0 | 0 | 0 | 0 | 0 | 0 | 0 | 0 | 0 | 0 | 0 | 0 | 0 | 0 | 0 | 0
PST1 | 0 | 0 | 0 | 0 | 0 | 0 | 0 | 0 | 0 | 0 | 0 | 0 | 0 | 0 | 0 | 0 | 0 | 0 | 0 | 0 | 0 | 0 | 0 | 0
PTC1 | 0 | 0 | 0 | 0 | 0 | 0 | 0 | 0 | 0 | 0 | 0 | 0 | 0 | 0 | 0 | 0 | 0 | 0 | 0 | 0 | 0 | 0 | 0 | 0
2YIR | 0 | 0 | 0 | 0 | 0 | 0 | 0 | 0 | 0 | 0 | 0 | 0 | 0 | 0 | 0 | 0 | 0 | 0 | 0 | 0 | 0 | 0 | 0 | 0
3A44 | 0 | 0 | 0 | 0 | 0 | 0 | 0 | 0 | 0 | 0 | 0 | 0 | 0 | 0 | 0 | 0 | 0 | 0 | 0 | 0 | 0 | 0 | 0 | 0
PLYS | 0 | 0 | 0 | 0 | 0 | 0 | 0 | 0 | 0 | 0 | 0 | 0 | 0 | 0 | 0 | 0 | 0 | 0 | 0 | 0 | 0 | 0 | 0 | 0
3AFQ | 0 | 0 | 0 | 0 | 0 | 0 | 0 | 0 | 0 | 0 | 0 | 0 | 0 | 0 | 0 | 0 | 0 | 0 | 0 | 0 | 0 | 0 | 0 | 0
PRC2 | 0 | 0 | 0 | 0 | 0 | 0 | 0 | 0 | 0 | 0 | 0 | 0 | 0 | 0 | 0 | 0 | 0 | 0 | 0 | 0 | 0 | 0 | 0 | 0
PRC3 | 0 | 0 | 0 | 0 | 0 | 0 | 0 | 0 | 0 | 0 | 0 | 0 | 0 | 0 | 0 | 0 | 0 | 0 | 0 | 0 | 0 | 0 | 0 | 0
2S8U | 0 | 0 | 0 | 0 | 0 | 0 | 0 | 0 | 0 | 0 | 0 | 0 | 0 | 0 | 0 | 0 | 0 | 0 | 0 | 0 | 0 | 0 | 0 | 0
PRDO | 0 | 0 | 0 | 0 | 0 | 0 | 0 | 0 | 0 | 0 | 0 | 0 | 0 | 0 | 0 | 0 | 0 | 0 | 0 | 0 | 0 | 0 | 0 | 0
PRD4 | 0 | 0 | 0 | 0 | 0 | 0 | 0 | 0 | 0 | 0 | 0 | 0 | 0 | 0 | 0 | 0 | 0 | 0 | 0 | 0 | 0 | 0 | 0 | 0
PRG1 | 0 | 0 | 0 | 0 | 0 | 0 | 0 | 0 | 0 | 0 | 0 | 0 | 0 | 0 | 0 | 0 | 0 | 0 | 0 | 0 | 0 | 0 | 0 | 0
PRG2 | 0 | 0 | 0 | 0 | 0 | 0 | 0 | 0 | 0 | 0 | 0 | 0 | 0 | 0 | 0 | 0 | 0 | 0 | 0 | 0 | 0 | 0 | 0 | 0
2U5P | 0 | 0 | 0 | 0 | 0 | 0 | 0 | 0 | 0 | 0 | 0 | 0 | 0 | 0 | 0 | 0 | 0 | 0 | 0 | 0 | 0 | 0 | 0 | 0
PRV1 | 0 | 0 | 0 | 0 | 0 | 0 | 0 | 0 | 0 | 0 | 0 | 0 | 0 | 0 | 0 | 0 | 0 | 0 | 0 | 0 | 0 | 0 | 0 | 0
PTR1 | 0 | 0 | 0 | 0 | 0 | 0 | 0 | 0 | 0 | 0 | 0 | 0 | 0 | 0 | 0 | 0 | 0 | 0 | 0 | 0 | 0 | 0 | 0 | 0
PTG1 | 0 | 0 | 0 | 0 | 0 | 0 | 0 | 0 | 0 | 0 | 0 | 0 | 0 | 0 | 0 | 0 | 0 | 0 | 0 | 0 | 0 | 0 | 0 | 0
PMR1 | 0 | 0 | 0 | 0 | 0 | 0 | 0 | 0 | 0 | 0 | 0 | 0 | 0 | 0 | 0 | 0 | 0 | 0 | 0 | 0 | 0 | 0 | 0 | 0
RBB1 | 0 | 0 | 0 | 0 | 0 | 0 | 0 | 0 | 0 | 0 | 0 | 0 | 0 | 0 | 0 | 0 | 0 | 0 | 0 | 0 | 0 | 0 | 0 | 0
RCL1 | 0 | 0 | 0 | 0 | 0 | 0 | 0 | 0 | 0 | 0 | 0 | 0 | 0 | 0 | 0 | 0 | 0 | 0 | 0 | 0 | 0 | 0 | 0 | 0
RFR1 | 0 | 0 | 0 | 0 | 0 | 0 | 0 | 0 | 0 | 0 | 0 | 0 | 0 | 0 | 0 | 0 | 0 | 0 | 0 | 0 | 0 | 0 | 0 | 0
RFR2 | 0 | 0 | 0 | 0 | 0 | 0 | 0 | 0 | 0 | 0 | 0 | 0 | 0 | 0 | 0 | 0 | 0 | 0 | 0 | 0 | 0 | 0 | 0 | 0
RGR1 | 0 | 0 | 0 | 0 | 0 | 0 | 0 | 0 | 0 | 0 | 0 | 0 | 0 | 0 | 0 | 0 | 0 | 0 | 0 | 0 | 0 | 0 | 0 | 0
RMYO | 0 | 0 | 0 | 0 | 0 | 0 | 0 | 0 | 0 | 0 | 0 | 0 | 0 | 0 | 0 | 0 | 0 | 0 | 0 | 0 | 0 | 0 | 0 | 0
LPLO | 0 | 0 | 0 | 0 | 0 | 0 | 0 | 0 | 0 | 0 | 0 | 0 | 0 | 0 | 0 | 0 | 0 | 0 | 0 | 0 | 0 | 0 | 0 | 0
RPD1 | 0 | 0 | 0 | 0 | 0 | 0 | 0 | 0 | 0 | 0 | 0 | 0 | 0 | 0 | 0 | 0 | 0 | 0 | 0 | 0 | 0 | 0 | 0 | 0
RCIO | 0 | 0 | 0 | 0 | 0 | 0 | 0 | 0 | 0 | 0 | 0 | 0 | 0 | 0 | 0 | 0 | 0 | 0 | 0 | 0 | 0 | 0 | 0 | 0
SPY1 | 0 | 0 | 0 | 0 | 0 | 0 | 0 | 0 | 0 | 0 | 0 | 0 | 0 | 0 | 0 | 0 | 0 | 0 | 0 | 0 | 0 | 0 | 0 | 0
TMS1 | 0 | 0 | 0 | 0 | 0 | 0 | 0 | 0 | 0 | 0 | 0 | 0 | 0 | 0 | 0 | 0 | 0 | 0 | 0 | 0 | 0 | 0 | 0 | 0
RGRN | 0 | 0 | 0 | 0 | 0 | 0 | 0 | 0 | 0 | 0 | 0 | 0 | 0 | 0 | 0 | 0 | 0 | 0 | 0 | 0 | 0 | 0 | 0 | 0
RNG1 | 0 | 0 | 0 | 0 | 0 | 0 | 0 | 0 | 0 | 0 | 0 | 0 | 0 | 0 | 0 | 0 | 0 | 0 | 0 | 0 | 0 | 0 | 0 | 0
RMR1 | 0 | 0 | 0 | 0 | 0 | 0 | 0 | 0 | 0 | 0 | 0 | 0 | 0 | 0 | 0 | 0 | 0 | 0 | 0 | 0 | 0 | 0 | 0 | 0
SJN1 | 0 | 0 | 0 | 0 | 0 | 0 | 0 | 0 | 0 | 0 | 0 | 0 | 0 | 0 | 0 | 0 | 0 | 0 | 0 | 0 | 0 | 0 | 0 | 0
2QEK | 0 | 0 | 0 | 0 | 0 | 0 | 0 | 0 | 0 | 0 | 0 | 0 | 0 | 0 | 0 | 0 | 0 | 0 | 0 | 0 | 0 | 0 | 0 | 0
SLVJ | 95 | 95 | 95 | 95 | 95 | 95 | 95 | 95 | 95 | 190 | 190 | 190 | 190 | 190 | 190 | 190 | 190 | 190 | 190 | 190 | 190 | 95 | 95 | 95
2ZCF | 0 | 0 | 0 | 0 | 0 | 0 | 0 | 0 | 0 | 0 | 0 | 0 | 0 | 0 | 0 | 0 | 0 | 0 | 0 | 0 | 0 | 0 | 0 | 0
SNC1 | 0 | 0 | 0 | 0 | 0 | 0 | 0 | 0 | 0 | 0 | 0 | 0 | 0 | 0 | 0 | 0 | 0 | 0 | 0 | 0 | 0 | 0 | 0 | 0
SNCR | 0 | 0 | 0 | 0 | 0 | 0 | 0 | 0 | 0 | 0 | 0 | 0 | 0 | 0 | 0 | 0 | 0 | 0 | 0 | 0 | 0 | 0 | 0 | 0
SNFR | 0 | 0 | 0 | 0 | 0 | 0 | 0 | 0 | 0 | 0 | 0 | 0 | 0 | 0 | 0 | 0 | 0 | 0 | 0 | 0 | 0 | 0 | 0 | 0
SFC1 | 0 | 0 | 0 | 0 | 0 | 0 | 0 | 0 | 0 | 0 | 0 | 0 | 0 | 0 | 0 | 0 | 0 | 0 | 0 | 0 | 0 | 0 | 0 | 0
SJOG | 0 | 0 | 0 | 0 | 0 | 0 | 0 | 0 | 0 | 0 | 0 | 0 | 0 | 0 | 0 | 0 | 0 | 0 | 0 | 0 | 0 | 0 | 0 | 0
SJM1 | 0 | 0 | 0 | 0 | 0 | 0 | 0 | 0 | 0 | 0 | 0 | 0 | 0 | 0 | 0 | 0 | 0 | 0 | 0 | 0 | 0 | 0 | 0 | 0
2UR5 | 0 | 0 | 0 | 0 | 0 | 0 | 0 | 0 | 0 | 0 | 0 | 0 | 0 | 0 | 0 | 0 | 0 | 0 | 0 | 0 | 0 | 0 | 0 | 0
2T4P | 0 | 0 | 0 | 0 | 0 | 0 | 0 | 0 | 0 | 0 | 0 | 0 | 0 | 0 | 0 | 0 | 0 | 0 | 0 | 0 | 0 | 0 | 0 | 0
SMI1 | 0 | 0 | 0 | 0 | 0 | 0 | 0 | 0 | 0 | 0 | 0 | 0 | 0 | 0 | 0 | 0 | 0 | 0 | 0 | 0 | 0 | 0 | 0 | 0
SNT1 | 0 | 0 | 0 | 0 | 0 | 0 | 0 | 0 | 0 | 0 | 0 | 0 | 0 | 0 | 0 | 0 | 0 | 0 | 0 | 0 | 0 | 0 | 0 | 0
SRA1 | 0 | 0 | 0 | 0 | 0 | 0 | 0 | 0 | 0 | 0 | 0 | 0 | 0 | 0 | 0 | 0 | 0 | 0 | 0 | 0 | 0 | 0 | 0 | 0
STG1 | 0 | 0 | 0 | 0 | 0 | 0 | 0 | 0 | 0 | 0 | 0 | 0 | 0 | 0 | 0 | 0 | 0 | 0 | 0 | 0 | 0 | 0 | 0 | 0
SLV1 | 0 | 0 | 0 | 0 | 0 | 0 | 0 | 0 | 0 | 0 | 0 | 0 | 0 | 0 | 0 | 0 | 0 | 0 | 0 | 0 | 0 | 0 | 0 | 0
SOG1 | 120 | 120 | 120 | 120 | 120 | 120 | 120 | 120 | 120 | 120 | 120 | 120 | 120 | 120 | 120 | 120 | 120 | 120 | 120 | 120 | 120 | 120 | 120 | 120
SNS1 | 0 | 0 | 0 | 0 | 0 | 0 | 0 | 0 | 0 | 0 | 0 | 0 | 0 | 0 | 0 | 0 | 0 | 0 | 0 | 0 | 0 | 0 | 0 | 0
SBA1 | 0 | 0 | 0 | 0 | 0 | 0 | 0 | 0 | 0 | 0 | 0 | 0 | 0 | 0 | 0 | 0 | 0 | 0 | 0 | 0 | 0 | 0 | 0 | 0
SUV1 | 0 | 0 | 0 | 0 | 0 | 0 | 0 | 0 | 0 | 0 | 0 | 0 | 0 | 0 | 0 | 0 | 0 | 0 | 0 | 0 | 0 | 0 | 0 | 0
TSJ1 | 0 | 0 | 0 | 0 | 0 | 0 | 0 | 0 | 0 | 0 | 0 | 0 | 0 | 0 | 0 | 0 | 0 | 0 | 0 | 0 | 0 | 0 | 0 | 0
TSJ2 | 0 | 0 | 0 | 0 | 0 | 0 | 0 | 0 | 0 | 0 | 0 | 0 | 0 | 0 | 0 | 0 | 0 | 0 | 0 | 0 | 0 | 0 | 0 | 0
TBST | 0 | 0 | 0 | 0 | 0 | 0 | 0 | 0 | 0 | 0 | 0 | 0 | 0 | 0 | 0 | 0 | 0 | 0 | 0 | 0 | 0 | 0 | 0 | 0
2UPJ | 0 | 0 | 0 | 0 | 0 | 0 | 0 | 0 | 0 | 0 | 0 | 0 | 0 | 0 | 0 | 0 | 0 | 0 | 0 | 0 | 0 | 0 | 0 | 0
2UPD | 0 | 0 | 0 | 0 | 0 | 0 | 0 | 0 | 0 | 0 | 0 | 0 | 0 | 0 | 0 | 0 | 0 | 0 | 0 | 0 | 0 | 0 | 0 | 0
2UPF | 0 | 0 | 0 | 0 | 0 | 0 | 0 | 0 | 0 | 0 | 0 | 0 | 0 | 0 | 0 | 0 | 0 | 0 | 0 | 0 | 0 | 0 | 0 | 0
2UPH | 0 | 0 | 0 | 0 | 0 | 0 | 0 | 0 | 0 | 0 | 0 | 0 | 0 | 0 | 0 | 0 | 0 | 0 | 0 | 0 | 0 | 0 | 0 | 0
2S9Q | 0 | 0 | 0 | 0 | 0 | 0 | 0 | 0 | 0 | 0 | 0 | 0 | 0 | 0 | 0 | 0 | 0 | 0 | 0 | 0 | 0 | 0 | 0 | 0
TMB1 | 0 | 0 | 0 | 0 | 0 | 0 | 0 | 0 | 0 | 0 | 0 | 0 | 0 | 0 | 0 | 0 | 0 | 0 | 0 | 0 | 0 | 0 | 0 | 0
TCD1 | 0 | 0 | 0 | 0 | 0 | 0 | 0 | 0 | 0 | 0 | 0 | 0 | 0 | 0 | 0 | 0 | 0 | 0 | 0 | 0 | 0 | 0 | 0 | 0
TCD2 | 0 | 0 | 0 | 0 | 0 | 0 | 0 | 0 | 0 | 0 | 0 | 0 | 0 | 0 | 0 | 0 | 0 | 0 | 0 | 0 | 0 | 0 | 0 | 0
2WFN | 0 | 0 | 0 | 0 | 0 | 0 | 0 | 0 | 0 | 0 | 0 | 0 | 0 | 0 | 0 | 0 | 0 | 0 | 0 | 0 | 0 | 0 | 0 | 0
TRM1 | 0 | 0 | 0 | 0 | 0 | 0 | 0 | 0 | 0 | 0 | 0 | 0 | 0 | 0 | 0 | 0 | 0 | 0 | 0 | 0 | 0 | 0 | 0 | 0
TDR1 | 0 | 0 | 0 | 0 | 0 | 0 | 0 | 0 | 0 | 0 | 0 | 0 | 0 | 0 | 0 | 0 | 0 | 0 | 0 | 0 | 0 | 0 | 0 | 0
TEC1 | 0 | 0 | 0 | 0 | 0 | 0 | 0 | 0 | 0 | 0 | 0 | 0 | 0 | 0 | 0 | 0 | 0 | 0 | 0 | 0 | 0 | 0 | 0 | 0
2U93 | 0 | 0 | 0 | 0 | 0 | 0 | 0 | 0 | 0 | 0 | 0 | 0 | 0 | 0 | 0 | 0 | 0 | 0 | 0 | 0 | 0 | 0 | 0 | 0
2U8Y | 0 | 0 | 0 | 0 | 0 | 0 | 0 | 0 | 0 | 0 | 0 | 0 | 0 | 0 | 0 | 0 | 0 | 0 | 0 | 0 | 0 | 0 | 0 | 0
2U91 | 0 | 0 | 0 | 0 | 0 | 0 | 0 | 0 | 0 | 0 | 0 | 0 | 0 | 0 | 0 | 0 | 0 | 0 | 0 | 0 | 0 | 0 | 0 | 0
TRN1 | 0 | 0 | 0 | 0 | 0 | 0 | 0 | 0 | 0 | 0 | 0 | 0 | 0 | 0 | 0 | 0 | 0 | 0 | 0 | 0 | 0 | 0 | 0 | 0
TPD1 | 0 | 0 | 0 | 0 | 0 | 0 | 0 | 0 | 0 | 0 | 0 | 0 | 0 | 0 | 0 | 0 | 0 | 0 | 0 | 0 | 0 | 0 | 0 | 0
TSR1 | 0 | 0 | 0 | 0 | 0 | 0 | 0 | 0 | 0 | 0 | 0 | 0 | 0 | 0 | 0 | 0 | 0 | 0 | 0 | 0 | 0 | 0 | 0 | 0
TVL1 | 0 | 0 | 0 | 0 | 0 | 0 | 0 | 0 | 0 | 0 | 0 | 0 | 0 | 0 | 0 | 0 | 0 | 0 | 0 | 0 | 0 | 0 | 0 | 0
TYP1 | 0 | 0 | 0 | 0 | 0 | 0 | 0 | 0 | 0 | 0 | 0 | 0 | 0 | 0 | 0 | 0 | 0 | 0 | 0 | 0 | 0 | 0 | 0 | 0
TYP2 | 0 | 0 | 0 | 0 | 0 | 0 | 0 | 0 | 0 | 0 | 0 | 0 | 0 | 0 | 0 | 0 | 0 | 0 | 0 | 0 | 0 | 0 | 0 | 0
TYP3 | 0 | 0 | 0 | 0 | 0 | 0 | 0 | 0 | 0 | 0 | 0 | 0 | 0 | 0 | 0 | 0 | 0 | 0 | 0 | 0 | 0 | 0 | 0 | 0
TYP4 | 0 | 0 | 0 | 0 | 0 | 0 | 0 | 0 | 0 | 0 | 0 | 0 | 0 | 0 | 0 | 0 | 0 | 0 | 0 | 0 | 0 | 0 | 0 | 0
TYP5 | 0 | 0 | 0 | 0 | 0 | 0 | 0 | 0 | 0 | 0 | 0 | 0 | 0 | 0 | 0 | 0 | 0 | 0 | 0 | 0 | 0 | 0 | 0 | 0
2ZP9 | 0 | 0 | 0 | 0 | 0 | 0 | 0 | 0 | 0 | 0 | 0 | 0 | 0 | 0 | 0 | 0 | 0 | 0 | 0 | 0 | 0 | 0 | 0 | 0
TR2G | 0 | 0 | 0 | 0 | 0 | 0 | 0 | 0 | 0 | 0 | 0 | 0 | 0 | 0 | 0 | 0 | 0 | 0 | 0 | 0 | 0 | 0 | 0 | 0
TR3G | 0 | 0 | 0 | 0 | 0 | 0 | 0 | 0 | 0 | 0 | 0 | 0 | 0 | 0 | 0 | 0 | 0 | 0 | 0 | 0 | 0 | 0 | 0 | 0
TUJ1 | 0 | 0 | 0 | 0 | 0 | 0 | 0 | 0 | 0 | 0 | 0 | 0 | 0 | 0 | 0 | 0 | 0 | 0 | 0 | 0 | 0 | 0 | 0 | 0
UNN1 | 0 | 0 | 0 | 0 | 0 | 0 | 0 | 0 | 0 | 0 | 0 | 0 | 0 | 0 | 0 | 0 | 0 | 0 | 0 | 0 | 0 | 0 | 0 | 0
URA1 | 154 | 154 | 154 | 154 | 154 | 154 | 154 | 154 | 228 | 228 | 228 | 228 | 228 | 228 | 300 | 300 | 298 | 298 | 298 | 298 | 298 | 298 | 225 | 225
PLU1 | 0 | 0 | 0 | 0 | 0 | 0 | 0 | 0 | 0 | 0 | 0 | 0 | 0 | 0 | 0 | 0 | 0 | 0 | 0 | 0 | 0 | 0 | 0 | 0
USQ1 | 0 | 0 | 0 | 0 | 0 | 0 | 0 | 0 | 0 | 0 | 0 | 0 | 0 | 0 | 0 | 0 | 0 | 0 | 0 | 0 | 0 | 0 | 0 | 0
VNTA | 0 | 0 | 0 | 0 | 0 | 0 | 0 | 0 | 0 | 0 | 0 | 0 | 0 | 0 | 0 | 0 | 0 | 0 | 0 | 0 | 0 | 0 | 0 | 0
VNTB | 0 | 0 | 0 | 0 | 0 | 0 | 0 | 0 | 0 | 0 | 0 | 0 | 0 | 0 | 0 | 0 | 0 | 0 | 0 | 0 | 0 | 0 | 0 | 0
ZPA2 | 0 | 0 | 0 | 0 | 0 | 0 | 0 | 0 | 0 | 0 | 0 | 0 | 0 | 0 | 0 | 0 | 0 | 0 | 0 | 0 | 0 | 0 | 0 | 0
ZPA3 | 0 | 0 | 0 | 0 | 0 | 0 | 0 | 0 | 0 | 0 | 0 | 0 | 0 | 0 | 0 | 0 | 0 | 0 | 0 | 0 | 0 | 0 | 0 | 0
ZPA4 | 0 | 0 | 0 | 0 | 0 | 0 | 0 | 0 | 0 | 0 | 0 | 0 | 0 | 0 | 0 | 0 | 0 | 0 | 0 | 0 | 0 | 0 | 0 | 0
ZPA5 | 0 | 0 | 0 | 0 | 0 | 0 | 0 | 0 | 0 | 0 | 0 | 0 | 0 | 0 | 0 | 0 | 0 | 0 | 0 | 0 | 0 | 0 | 0 | 0

## Gen_Reserve_max
Gen_index | 0 | 1 | 2 | 3 | 4 | 5 | 6 | 7 | 8 | 9 | 10 | 11 | 12 | 13 | 14 | 15 | 16 | 17 | 18 | 19 | 20 | 21 | 22 | 23
2XXR | 0 | 0 | 0 | 0 | 0 | 0 | 0 | 0 | 0 | 0 | 0 | 0 | 0 | 0 | 0 | 0 | 0 | 0 | 0 | 0 | 0 | 0 | 0 | 0
3AL6 | 0 | 0 | 0 | 0 | 0 | 0 | 0 | 0 | 0 | 0 | 0 | 0 | 0 | 0 | 0 | 0 | 0 | 0 | 0 | 0 | 0 | 0 | 0 | 0
2ZJT | 0 | 0 | 0 | 0 | 0 | 0 | 0 | 0 | 0 | 0 | 0 | 0 | 0 | 0 | 0 | 0 | 0 | 0 | 0 | 0 | 0 | 0 | 0 | 0
3AXV | 0 | 0 | 0 | 0 | 0 | 0 | 0 | 0 | 0 | 0 | 0 | 0 | 0 | 0 | 0 | 0 | 0 | 0 | 0 | 0 | 0 | 0 | 0 | 0
2YMA | 0 | 0 | 0 | 0 | 0 | 0 | 0 | 0 | 0 | 0 | 0 | 0 | 0 | 0 | 0 | 0 | 0 | 0 | 0 | 0 | 0 | 0 | 0 | 0
2Z66 | 0 | 0 | 0 | 0 | 0 | 0 | 0 | 0 | 0 | 0 | 0 | 0 | 0 | 0 | 0 | 0 | 0 | 0 | 0 | 0 | 0 | 0 | 0 | 0
2YQM | 0 | 0 | 0 | 0 | 0 | 0 | 0 | 0 | 0 | 0 | 0 | 0 | 0 | 0 | 0 | 0 | 0 | 0 | 0 | 0 | 0 | 0 | 0 | 0
AFR1 | 0 | 0 | 0 | 0 | 0 | 0 | 0 | 0 | 0 | 0 | 0 | 0 | 0 | 0 | 0 | 0 | 0 | 0 | 0 | 0 | 0 | 0 | 0 | 0
ALBG | 254 | 254 | 254 | 254 | 254 | 254 | 254 | 254 | 254 | 254 | 254 | 254 | 254 | 254 | 254 | 254 | 254 | 254 | 254 | 254 | 254 | 254 | 254 | 254
2SDR | 0 | 0 | 0 | 0 | 0 | 0 | 0 | 0 | 0 | 0 | 0 | 0 | 0 | 0 | 0 | 0 | 0 | 0 | 0 | 0 | 0 | 0 | 0 | 0
ALTG | 0 | 0 | 0 | 0 | 0 | 0 | 0 | 0 | 0 | 0 | 0 | 0 | 0 | 0 | 0 | 0 | 0 | 0 | 0 | 0 | 0 | 0 | 0 | 0
AMA1 | 0 | 0 | 0 | 0 | 0 | 0 | 0 | 0 | 0 | 0 | 0 | 0 | 0 | 0 | 0 | 0 | 0 | 0 | 0 | 0 | 0 | 0 | 0 | 0
AMF1 | 0 | 0 | 0 | 0 | 0 | 0 | 0 | 0 | 0 | 0 | 0 | 0 | 0 | 0 | 0 | 0 | 0 | 0 | 0 | 0 | 0 | 0 | 0 | 0
AMR1 | 0 | 0 | 0 | 0 | 0 | 0 | 0 | 0 | 0 | 0 | 0 | 0 | 0 | 0 | 0 | 0 | 0 | 0 | 0 | 0 | 0 | 0 | 0 | 0
MOY1 | 0 | 0 | 0 | 0 | 0 | 0 | 0 | 0 | 0 | 0 | 0 | 0 | 0 | 0 | 0 | 0 | 0 | 0 | 0 | 0 | 0 | 0 | 0 | 0
ASN1 | 0 | 0 | 0 | 0 | 0 | 0 | 0 | 0 | 0 | 0 | 0 | 0 | 0 | 0 | 0 | 0 | 0 | 0 | 0 | 0 | 0 | 0 | 0 | 0
2UX3 | 0 | 0 | 0 | 0 | 0 | 0 | 0 | 0 | 0 | 0 | 0 | 0 | 0 | 0 | 0 | 0 | 0 | 0 | 0 | 0 | 0 | 0 | 0 | 0
ARG1 | 0 | 0 | 0 | 0 | 0 | 0 | 0 | 0 | 0 | 0 | 0 | 0 | 0 | 0 | 0 | 0 | 0 | 0 | 0 | 0 | 0 | 0 | 0 | 0
2S6U | 0 | 0 | 0 | 0 | 0 | 0 | 0 | 0 | 0 | 0 | 0 | 0 | 0 | 0 | 0 | 0 | 0 | 0 | 0 | 0 | 0 | 0 | 0 | 0
2V25 | 0 | 0 | 0 | 0 | 0 | 0 | 0 | 0 | 0 | 0 | 0 | 0 | 0 | 0 | 0 | 0 | 0 | 0 | 0 | 0 | 0 | 0 | 0 | 0
2S8G | 0 | 0 | 0 | 0 | 0 | 0 | 0 | 0 | 0 | 0 | 0 | 0 | 0 | 0 | 0 | 0 | 0 | 0 | 0 | 0 | 0 | 0 | 0 | 0
2S6S | 0 | 0 | 0 | 0 | 0 | 0 | 0 | 0 | 0 | 0 | 0 | 0 | 0 | 0 | 0 | 0 | 0 | 0 | 0 | 0 | 0 | 0 | 0 | 0
AYR1 | 0 | 0 | 0 | 0 | 0 | 0 | 0 | 0 | 0 | 0 | 0 | 0 | 0 | 0 | 0 | 0 | 0 | 0 | 0 | 0 | 0 | 0 | 0 | 0
2TYI | 0 | 0 | 0 | 0 | 0 | 0 | 0 | 0 | 0 | 0 | 0 | 0 | 0 | 0 | 0 | 0 | 0 | 0 | 0 | 0 | 0 | 0 | 0 | 0
CMN1 | 0 | 0 | 0 | 0 | 0 | 0 | 0 | 0 | 0 | 0 | 0 | 0 | 0 | 0 | 0 | 0 | 0 | 0 | 0 | 0 | 0 | 0 | 0 | 0
2V27 | 0 | 0 | 0 | 0 | 0 | 0 | 0 | 0 | 0 | 0 | 0 | 0 | 0 | 0 | 0 | 0 | 0 | 0 | 0 | 0 | 0 | 0 | 0 | 0
2YB9 | 0 | 0 | 0 | 0 | 0 | 0 | 0 | 0 | 0 | 0 | 0 | 0 | 0 | 0 | 0 | 0 | 0 | 0 | 0 | 0 | 0 | 0 | 0 | 0
2YQO | 0 | 0 | 0 | 0 | 0 | 0 | 0 | 0 | 0 | 0 | 0 | 0 | 0 | 0 | 0 | 0 | 0 | 0 | 0 | 0 | 0 | 0 | 0 | 0
3C3X | 0 | 0 | 0 | 0 | 0 | 0 | 0 | 0 | 0 | 0 | 0 | 0 | 0 | 0 | 0 | 0 | 0 | 0 | 0 | 0 | 0 | 0 | 0 | 0
3ADA | 0 | 0 | 0 | 0 | 0 | 0 | 0 | 0 | 0 | 0 | 0 | 0 | 0 | 0 | 0 | 0 | 0 | 0 | 0 | 0 | 0 | 0 | 0 | 0
2S8I | 0 | 0 | 0 | 0 | 0 | 0 | 0 | 0 | 0 | 0 | 0 | 0 | 0 | 0 | 0 | 0 | 0 | 0 | 0 | 0 | 0 | 0 | 0 | 0
3C4V | 0 | 0 | 0 | 0 | 0 | 0 | 0 | 0 | 0 | 0 | 0 | 0 | 0 | 0 | 0 | 0 | 0 | 0 | 0 | 0 | 0 | 0 | 0 | 0
2YWY | 0 | 0 | 0 | 0 | 0 | 0 | 0 | 0 | 0 | 0 | 0 | 0 | 0 | 0 | 0 | 0 | 0 | 0 | 0 | 0 | 0 | 0 | 0 | 0
2S6Q | 0 | 0 | 0 | 0 | 0 | 0 | 0 | 0 | 0 | 0 | 0 | 0 | 0 | 0 | 0 | 0 | 0 | 0 | 0 | 0 | 0 | 0 | 0 | 0
2QV2 | 0 | 0 | 0 | 0 | 0 | 0 | 0 | 0 | 0 | 0 | 0 | 0 | 0 | 0 | 0 | 0 | 0 | 0 | 0 | 0 | 0 | 0 | 0 | 0
TBQ3 | 0 | 0 | 0 | 0 | 0 | 0 | 0 | 0 | 0 | 0 | 0 | 0 | 0 | 0 | 0 | 0 | 0 | 0 | 0 | 0 | 0 | 0 | 0 | 0
TBQ4 | 0 | 0 | 0 | 0 | 0 | 0 | 0 | 0 | 0 | 0 | 0 | 0 | 0 | 0 | 0 | 0 | 0 | 0 | 0 | 0 | 0 | 0 | 0 | 0
BAR1 | 0 | 0 | 0 | 0 | 0 | 0 | 0 | 0 | 0 | 0 | 0 | 0 | 0 | 0 | 0 | 0 | 0 | 0 | 0 | 0 | 0 | 0 | 0 | 0
BYN1 | 0 | 0 | 0 | 0 | 0 | 0 | 0 | 0 | 0 | 0 | 0 | 0 | 0 | 0 | 0 | 0 | 0 | 0 | 0 | 0 | 0 | 0 | 0 | 0
BLL3 | 0 | 0 | 0 | 0 | 0 | 0 | 0 | 0 | 0 | 0 | 0 | 0 | 0 | 0 | 0 | 0 | 0 | 0 | 0 | 0 | 0 | 0 | 0 | 0
BLM1 | 0 | 0 | 0 | 0 | 0 | 0 | 0 | 0 | 0 | 0 | 0 | 0 | 0 | 0 | 0 | 0 | 0 | 0 | 0 | 0 | 0 | 0 | 0 | 0
CHBG | 0 | 0 | 0 | 0 | 0 | 0 | 0 | 0 | 0 | 0 | 0 | 0 | 0 | 0 | 0 | 0 | 0 | 0 | 0 | 0 | 0 | 0 | 0 | 0
2SXQ | 0 | 0 | 0 | 0 | 0 | 0 | 0 | 0 | 0 | 0 | 0 | 0 | 0 | 0 | 0 | 0 | 0 | 0 | 0 | 0 | 0 | 0 | 0 | 0
CLDR | 0 | 0 | 0 | 0 | 0 | 0 | 0 | 0 | 0 | 0 | 0 | 0 | 0 | 0 | 0 | 0 | 0 | 0 | 0 | 0 | 0 | 0 | 0 | 0
CLMG | 68 | 68 | 68 | 68 | 68 | 68 | 68 | 68 | 68 | 68 | 68 | 68 | 68 | 68 | 68 | 68 | 68 | 68 | 68 | 68 | 68 | 68 | 68 | 68
CPT1 | 0 | 0 | 0 | 0 | 0 | 0 | 0 | 0 | 0 | 0 | 0 | 0 | 0 | 0 | 0 | 0 | 0 | 0 | 0 | 0 | 0 | 0 | 0 | 0
CMP2 | 0 | 0 | 0 | 0 | 0 | 0 | 0 | 0 | 0 | 0 | 0 | 0 | 0 | 0 | 0 | 0 | 0 | 0 | 0 | 0 | 0 | 0 | 0 | 0
2T7D | 0 | 0 | 0 | 0 | 0 | 0 | 0 | 0 | 0 | 0 | 0 | 0 | 0 | 0 | 0 | 0 | 0 | 0 | 0 | 0 | 0 | 0 | 0 | 0
CRC1 | 0 | 0 | 0 | 0 | 0 | 0 | 0 | 0 | 0 | 0 | 0 | 0 | 0 | 0 | 0 | 0 | 0 | 0 | 0 | 0 | 0 | 0 | 0 | 0
CLL1 | 0 | 0 | 0 | 0 | 0 | 0 | 0 | 0 | 0 | 0 | 0 | 0 | 0 | 0 | 0 | 0 | 0 | 0 | 0 | 0 | 0 | 0 | 0 | 0
CTG1 | 0 | 0 | 0 | 0 | 0 | 0 | 0 | 0 | 0 | 0 | 0 | 0 | 0 | 0 | 0 | 0 | 0 | 0 | 0 | 0 | 0 | 0 | 0 | 0
CTG2 | 0 | 0 | 0 | 0 | 0 | 0 | 0 | 0 | 0 | 0 | 0 | 0 | 0 | 0 | 0 | 0 | 0 | 0 | 0 | 0 | 0 | 0 | 0 | 0
CTG3 | 0 | 0 | 0 | 0 | 0 | 0 | 0 | 0 | 0 | 0 | 0 | 0 | 0 | 0 | 0 | 0 | 0 | 0 | 0 | 0 | 0 | 0 | 0 | 0
GCA1 | 0 | 0 | 0 | 0 | 0 | 0 | 0 | 0 | 0 | 0 | 0 | 0 | 0 | 0 | 0 | 0 | 0 | 0 | 0 | 0 | 0 | 0 | 0 | 0
CSC1 | 0 | 0 | 0 | 0 | 0 | 0 | 0 | 0 | 0 | 0 | 0 | 0 | 0 | 0 | 0 | 0 | 0 | 0 | 0 | 0 | 0 | 0 | 0 | 0
3AQP | 0 | 0 | 0 | 0 | 0 | 0 | 0 | 0 | 0 | 0 | 0 | 0 | 0 | 0 | 0 | 0 | 0 | 0 | 0 | 0 | 0 | 0 | 0 | 0
2VJS | 0 | 0 | 0 | 0 | 0 | 0 | 0 | 0 | 0 | 0 | 0 | 0 | 0 | 0 | 0 | 0 | 0 | 0 | 0 | 0 | 0 | 0 | 0 | 0
3ACC | 0 | 0 | 0 | 0 | 0 | 0 | 0 | 0 | 0 | 0 | 0 | 0 | 0 | 0 | 0 | 0 | 0 | 0 | 0 | 0 | 0 | 0 | 0 | 0
2ZHY | 0 | 0 | 0 | 0 | 0 | 0 | 0 | 0 | 0 | 0 | 0 | 0 | 0 | 0 | 0 | 0 | 0 | 0 | 0 | 0 | 0 | 0 | 0 | 0
3BZB | 0 | 0 | 0 | 0 | 0 | 0 | 0 | 0 | 0 | 0 | 0 | 0 | 0 | 0 | 0 | 0 | 0 | 0 | 0 | 0 | 0 | 0 | 0 | 0
CAS1 | 0 | 0 | 0 | 0 | 0 | 0 | 0 | 0 | 0 | 0 | 0 | 0 | 0 | 0 | 0 | 0 | 0 | 0 | 0 | 0 | 0 | 0 | 0 | 0
CQT1 | 0 | 0 | 0 | 0 | 0 | 0 | 0 | 0 | 0 | 0 | 0 | 0 | 0 | 0 | 0 | 0 | 0 | 0 | 0 | 0 | 0 | 0 | 0 | 0
CHVR | 735 | 735 | 735 | 735 | 735 | 735 | 735 | 735 | 735 | 735 | 735 | 735 | 735 | 735 | 735 | 735 | 735 | 735 | 735 | 735 | 735 | 735 | 735 | 735
CCN1 | 0 | 0 | 0 | 0 | 0 | 0 | 0 | 0 | 0 | 0 | 0 | 0 | 0 | 0 | 0 | 0 | 0 | 0 | 0 | 0 | 0 | 0 | 0 | 0
COE1 | 0 | 0 | 0 | 0 | 0 | 0 | 0 | 0 | 0 | 0 | 0 | 0 | 0 | 0 | 0 | 0 | 0 | 0 | 0 | 0 | 0 | 0 | 0 | 0
2UP2 | 0 | 0 | 0 | 0 | 0 | 0 | 0 | 0 | 0 | 0 | 0 | 0 | 0 | 0 | 0 | 0 | 0 | 0 | 0 | 0 | 0 | 0 | 0 | 0
PNC1 | 0 | 0 | 0 | 0 | 0 | 0 | 0 | 0 | 0 | 0 | 0 | 0 | 0 | 0 | 0 | 0 | 0 | 0 | 0 | 0 | 0 | 0 | 0 | 0
CUC1 | 0 | 0 | 0 | 0 | 0 | 0 | 0 | 0 | 0 | 0 | 0 | 0 | 0 | 0 | 0 | 0 | 0 | 0 | 0 | 0 | 0 | 0 | 0 | 0
CUR1 | 0 | 0 | 0 | 0 | 0 | 0 | 0 | 0 | 0 | 0 | 0 | 0 | 0 | 0 | 0 | 0 | 0 | 0 | 0 | 0 | 0 | 0 | 0 | 0
DVS1 | 0 | 0 | 0 | 0 | 0 | 0 | 0 | 0 | 0 | 0 | 0 | 0 | 0 | 0 | 0 | 0 | 0 | 0 | 0 | 0 | 0 | 0 | 0 | 0
2S8S | 0 | 0 | 0 | 0 | 0 | 0 | 0 | 0 | 0 | 0 | 0 | 0 | 0 | 0 | 0 | 0 | 0 | 0 | 0 | 0 | 0 | 0 | 0 | 0
BSQ1 | 0 | 0 | 0 | 0 | 0 | 0 | 0 | 0 | 0 | 0 | 0 | 0 | 0 | 0 | 0 | 0 | 0 | 0 | 0 | 0 | 0 | 0 | 0 | 0
2S9L | 0 | 0 | 0 | 0 | 0 | 0 | 0 | 0 | 0 | 0 | 0 | 0 | 0 | 0 | 0 | 0 | 0 | 0 | 0 | 0 | 0 | 0 | 0 | 0
2SW1 | 0 | 0 | 0 | 0 | 0 | 0 | 0 | 0 | 0 | 0 | 0 | 0 | 0 | 0 | 0 | 0 | 0 | 0 | 0 | 0 | 0 | 0 | 0 | 0
LMR1 | 0 | 0 | 0 | 0 | 0 | 0 | 0 | 0 | 0 | 0 | 0 | 0 | 0 | 0 | 0 | 0 | 0 | 0 | 0 | 0 | 0 | 0 | 0 | 0
2T1L | 0 | 0 | 0 | 0 | 0 | 0 | 0 | 0 | 0 | 0 | 0 | 0 | 0 | 0 | 0 | 0 | 0 | 0 | 0 | 0 | 0 | 0 | 0 | 0
EPFV | 0 | 0 | 0 | 0 | 0 | 0 | 0 | 0 | 0 | 0 | 0 | 0 | 0 | 0 | 0 | 0 | 0 | 0 | 0 | 0 | 0 | 0 | 0 | 0
2QBW | 0 | 0 | 0 | 0 | 0 | 0 | 0 | 0 | 0 | 0 | 0 | 0 | 0 | 0 | 0 | 0 | 0 | 0 | 0 | 0 | 0 | 0 | 0 | 0
QUI1 | 0 | 0 | 0 | 0 | 0 | 0 | 0 | 0 | 0 | 0 | 0 | 0 | 0 | 0 | 0 | 0 | 0 | 0 | 0 | 0 | 0 | 0 | 0 | 0
HMIN | 0 | 0 | 0 | 0 | 0 | 0 | 0 | 0 | 0 | 0 | 0 | 0 | 0 | 0 | 0 | 0 | 0 | 0 | 0 | 0 | 0 | 0 | 0 | 0
ESMR | 0 | 0 | 0 | 0 | 0 | 0 | 0 | 0 | 0 | 0 | 0 | 0 | 0 | 0 | 0 | 0 | 0 | 0 | 0 | 0 | 0 | 0 | 0 | 0
TFL4 | 0 | 0 | 0 | 0 | 0 | 0 | 0 | 0 | 0 | 0 | 0 | 0 | 0 | 0 | 0 | 0 | 0 | 0 | 0 | 0 | 0 | 0 | 0 | 0
TFL1 | 0 | 0 | 0 | 0 | 0 | 0 | 0 | 0 | 0 | 0 | 0 | 0 | 0 | 0 | 0 | 0 | 0 | 0 | 0 | 0 | 0 | 0 | 0 | 0
FLRD | 0 | 0 | 0 | 0 | 0 | 0 | 0 | 0 | 0 | 0 | 0 | 0 | 0 | 0 | 0 | 0 | 0 | 0 | 0 | 0 | 0 | 0 | 0 | 0
APHA | 0 | 0 | 0 | 0 | 0 | 0 | 0 | 0 | 0 | 0 | 0 | 0 | 0 | 0 | 0 | 0 | 0 | 0 | 0 | 0 | 0 | 0 | 0 | 0
BETA | 0 | 0 | 0 | 0 | 0 | 0 | 0 | 0 | 0 | 0 | 0 | 0 | 0 | 0 | 0 | 0 | 0 | 0 | 0 | 0 | 0 | 0 | 0 | 0
GEC3 | 0 | 0 | 0 | 0 | 0 | 0 | 0 | 0 | 0 | 0 | 0 | 0 | 0 | 0 | 0 | 0 | 0 | 0 | 0 | 0 | 0 | 0 | 0 | 0
GE32 | 0 | 0 | 0 | 0 | 0 | 0 | 0 | 0 | 0 | 0 | 0 | 0 | 0 | 0 | 0 | 0 | 0 | 0 | 0 | 0 | 0 | 0 | 0 | 0
3B4L | 0 | 0 | 0 | 0 | 0 | 0 | 0 | 0 | 0 | 0 | 0 | 0 | 0 | 0 | 0 | 0 | 0 | 0 | 0 | 0 | 0 | 0 | 0 | 0
GCC1 | 0 | 0 | 0 | 0 | 0 | 0 | 0 | 0 | 0 | 0 | 0 | 0 | 0 | 0 | 0 | 0 | 0 | 0 | 0 | 0 | 0 | 0 | 0 | 0
TGJ1 | 0 | 0 | 0 | 0 | 0 | 0 | 0 | 0 | 0 | 0 | 0 | 0 | 0 | 0 | 0 | 0 | 0 | 0 | 0 | 0 | 0 | 0 | 0 | 0
TGJ2 | 0 | 0 | 0 | 0 | 0 | 0 | 0 | 0 | 0 | 0 | 0 | 0 | 0 | 0 | 0 | 0 | 0 | 0 | 0 | 0 | 0 | 0 | 0 | 0
GQA1 | 0 | 0 | 0 | 0 | 0 | 0 | 0 | 0 | 0 | 0 | 0 | 0 | 0 | 0 | 0 | 0 | 0 | 0 | 0 | 0 | 0 | 0 | 0 | 0
GTPE | 560 | 560 | 560 | 560 | 560 | 560 | 560 | 560 | 560 | 560 | 560 | 560 | 560 | 560 | 560 | 560 | 560 | 560 | 560 | 560 | 560 | 560 | 560 | 560
GTRG | 0 | 0 | 0 | 0 | 0 | 0 | 0 | 0 | 0 | 0 | 0 | 0 | 0 | 0 | 0 | 0 | 0 | 0 | 0 | 0 | 0 | 0 | 0 | 0
GVIO | 0 | 0 | 0 | 0 | 0 | 0 | 0 | 0 | 0 | 0 | 0 | 0 | 0 | 0 | 0 | 0 | 0 | 0 | 0 | 0 | 0 | 0 | 0 | 0
2S8N | 0 | 0 | 0 | 0 | 0 | 0 | 0 | 0 | 0 | 0 | 0 | 0 | 0 | 0 | 0 | 0 | 0 | 0 | 0 | 0 | 0 | 0 | 0 | 0
2YNA | 0 | 0 | 0 | 0 | 0 | 0 | 0 | 0 | 0 | 0 | 0 | 0 | 0 | 0 | 0 | 0 | 0 | 0 | 0 | 0 | 0 | 0 | 0 | 0
HMO1 | 0 | 0 | 0 | 0 | 0 | 0 | 0 | 0 | 0 | 0 | 0 | 0 | 0 | 0 | 0 | 0 | 0 | 0 | 0 | 0 | 0 | 0 | 0 | 0
INC1 | 0 | 0 | 0 | 0 | 0 | 0 | 0 | 0 | 0 | 0 | 0 | 0 | 0 | 0 | 0 | 0 | 0 | 0 | 0 | 0 | 0 | 0 | 0 | 0
ILC1 | 0 | 0 | 0 | 0 | 0 | 0 | 0 | 0 | 0 | 0 | 0 | 0 | 0 | 0 | 0 | 0 | 0 | 0 | 0 | 0 | 0 | 0 | 0 | 0
PIC1 | 0 | 0 | 0 | 0 | 0 | 0 | 0 | 0 | 0 | 0 | 0 | 0 | 0 | 0 | 0 | 0 | 0 | 0 | 0 | 0 | 0 | 0 | 0 | 0
CIP1 | 0 | 0 | 0 | 0 | 0 | 0 | 0 | 0 | 0 | 0 | 0 | 0 | 0 | 0 | 0 | 0 | 0 | 0 | 0 | 0 | 0 | 0 | 0 | 0
RPL1 | 0 | 0 | 0 | 0 | 0 | 0 | 0 | 0 | 0 | 0 | 0 | 0 | 0 | 0 | 0 | 0 | 0 | 0 | 0 | 0 | 0 | 0 | 0 | 0
IRG1 | 0 | 0 | 0 | 0 | 0 | 0 | 0 | 0 | 0 | 0 | 0 | 0 | 0 | 0 | 0 | 0 | 0 | 0 | 0 | 0 | 0 | 0 | 0 | 0
CIS1 | 0 | 0 | 0 | 0 | 0 | 0 | 0 | 0 | 0 | 0 | 0 | 0 | 0 | 0 | 0 | 0 | 0 | 0 | 0 | 0 | 0 | 0 | 0 | 0
INS1 | 0 | 0 | 0 | 0 | 0 | 0 | 0 | 0 | 0 | 0 | 0 | 0 | 0 | 0 | 0 | 0 | 0 | 0 | 0 | 0 | 0 | 0 | 0 | 0
INT1 | 0 | 0 | 0 | 0 | 0 | 0 | 0 | 0 | 0 | 0 | 0 | 0 | 0 | 0 | 0 | 0 | 0 | 0 | 0 | 0 | 0 | 0 | 0 | 0
INZ1 | 0 | 0 | 0 | 0 | 0 | 0 | 0 | 0 | 0 | 0 | 0 | 0 | 0 | 0 | 0 | 0 | 0 | 0 | 0 | 0 | 0 | 0 | 0 | 0
IQU1 | 0 | 0 | 0 | 0 | 0 | 0 | 0 | 0 | 0 | 0 | 0 | 0 | 0 | 0 | 0 | 0 | 0 | 0 | 0 | 0 | 0 | 0 | 0 | 0
IQU2 | 0 | 0 | 0 | 0 | 0 | 0 | 0 | 0 | 0 | 0 | 0 | 0 | 0 | 0 | 0 | 0 | 0 | 0 | 0 | 0 | 0 | 0 | 0 | 0
PES1 | 0 | 0 | 0 | 0 | 0 | 0 | 0 | 0 | 0 | 0 | 0 | 0 | 0 | 0 | 0 | 0 | 0 | 0 | 0 | 0 | 0 | 0 | 0 | 0
JAGS | 140 | 140 | 140 | 140 | 140 | 140 | 140 | 70 | 70 | 70 | 70 | 70 | 70 | 70 | 70 | 70 | 70 | 140 | 140 | 140 | 140 | 140 | 140 | 140
JPR1 | 0 | 0 | 0 | 0 | 0 | 0 | 0 | 0 | 0 | 0 | 0 | 0 | 0 | 0 | 0 | 0 | 0 | 0 | 0 | 0 | 0 | 0 | 0 | 0
2V5G | 0 | 0 | 0 | 0 | 0 | 0 | 0 | 0 | 0 | 0 | 0 | 0 | 0 | 0 | 0 | 0 | 0 | 0 | 0 | 0 | 0 | 0 | 0 | 0
JBV1 | 0 | 0 | 0 | 0 | 0 | 0 | 0 | 0 | 0 | 0 | 0 | 0 | 0 | 0 | 0 | 0 | 0 | 0 | 0 | 0 | 0 | 0 | 0 | 0
ABJ1 | 0 | 0 | 0 | 0 | 0 | 0 | 0 | 0 | 0 | 0 | 0 | 0 | 0 | 0 | 0 | 0 | 0 | 0 | 0 | 0 | 0 | 0 | 0 | 0
LCS1 | 0 | 0 | 0 | 0 | 0 | 0 | 0 | 0 | 0 | 0 | 0 | 0 | 0 | 0 | 0 | 0 | 0 | 0 | 0 | 0 | 0 | 0 | 0 | 0
2S78 | 0 | 0 | 0 | 0 | 0 | 0 | 0 | 0 | 0 | 0 | 0 | 0 | 0 | 0 | 0 | 0 | 0 | 0 | 0 | 0 | 0 | 0 | 0 | 0
HRD1 | 0 | 0 | 0 | 0 | 0 | 0 | 0 | 0 | 0 | 0 | 0 | 0 | 0 | 0 | 0 | 0 | 0 | 0 | 0 | 0 | 0 | 0 | 0 | 0
NAV1 | 0 | 0 | 0 | 0 | 0 | 0 | 0 | 0 | 0 | 0 | 0 | 0 | 0 | 0 | 0 | 0 | 0 | 0 | 0 | 0 | 0 | 0 | 0 | 0
PTA1 | 0 | 0 | 0 | 0 | 0 | 0 | 0 | 0 | 0 | 0 | 0 | 0 | 0 | 0 | 0 | 0 | 0 | 0 | 0 | 0 | 0 | 0 | 0 | 0
2QRL | 0 | 0 | 0 | 0 | 0 | 0 | 0 | 0 | 0 | 0 | 0 | 0 | 0 | 0 | 0 | 0 | 0 | 0 | 0 | 0 | 0 | 0 | 0 | 0
LTSJ | 306 | 306 | 306 | 306 | 306 | 306 | 306 | 306 | 306 | 306 | 306 | 306 | 306 | 306 | 306 | 306 | 306 | 306 | 306 | 306 | 306 | 306 | 306 | 306
VLT1 | 0 | 0 | 0 | 0 | 0 | 0 | 0 | 0 | 0 | 0 | 0 | 0 | 0 | 0 | 0 | 0 | 0 | 0 | 0 | 0 | 0 | 0 | 0 | 0
2R22 | 0 | 0 | 0 | 0 | 0 | 0 | 0 | 0 | 0 | 0 | 0 | 0 | 0 | 0 | 0 | 0 | 0 | 0 | 0 | 0 | 0 | 0 | 0 | 0
2U1G | 0 | 0 | 0 | 0 | 0 | 0 | 0 | 0 | 0 | 0 | 0 | 0 | 0 | 0 | 0 | 0 | 0 | 0 | 0 | 0 | 0 | 0 | 0 | 0
2TUT | 0 | 0 | 0 | 0 | 0 | 0 | 0 | 0 | 0 | 0 | 0 | 0 | 0 | 0 | 0 | 0 | 0 | 0 | 0 | 0 | 0 | 0 | 0 | 0
2TUV | 0 | 0 | 0 | 0 | 0 | 0 | 0 | 0 | 0 | 0 | 0 | 0 | 0 | 0 | 0 | 0 | 0 | 0 | 0 | 0 | 0 | 0 | 0 | 0
2SS2 | 0 | 0 | 0 | 0 | 0 | 0 | 0 | 0 | 0 | 0 | 0 | 0 | 0 | 0 | 0 | 0 | 0 | 0 | 0 | 0 | 0 | 0 | 0 | 0
MNT1 | 0 | 0 | 0 | 0 | 0 | 0 | 0 | 0 | 0 | 0 | 0 | 0 | 0 | 0 | 0 | 0 | 0 | 0 | 0 | 0 | 0 | 0 | 0 | 0
CGM1 | 0 | 0 | 0 | 0 | 0 | 0 | 0 | 0 | 0 | 0 | 0 | 0 | 0 | 0 | 0 | 0 | 0 | 0 | 0 | 0 | 0 | 0 | 0 | 0
MRL1 | 0 | 0 | 0 | 0 | 0 | 0 | 0 | 0 | 0 | 0 | 0 | 0 | 0 | 0 | 0 | 0 | 0 | 0 | 0 | 0 | 0 | 0 | 0 | 0
HMLG | 234 | 234 | 234 | 234 | 234 | 234 | 234 | 234 | 234 | 234 | 234 | 234 | 234 | 234 | 234 | 234 | 234 | 234 | 234 | 234 | 234 | 234 | 234 | 234
MIR1 | 0 | 0 | 0 | 0 | 0 | 0 | 0 | 0 | 0 | 0 | 0 | 0 | 0 | 0 | 0 | 0 | 0 | 0 | 0 | 0 | 0 | 0 | 0 | 0
MND1 | 0 | 0 | 0 | 0 | 0 | 0 | 0 | 0 | 0 | 0 | 0 | 0 | 0 | 0 | 0 | 0 | 0 | 0 | 0 | 0 | 0 | 0 | 0 | 0
2SI1 | 0 | 0 | 0 | 0 | 0 | 0 | 0 | 0 | 0 | 0 | 0 | 0 | 0 | 0 | 0 | 0 | 0 | 0 | 0 | 0 | 0 | 0 | 0 | 0
2WC5 | 0 | 0 | 0 | 0 | 0 | 0 | 0 | 0 | 0 | 0 | 0 | 0 | 0 | 0 | 0 | 0 | 0 | 0 | 0 | 0 | 0 | 0 | 0 | 0
MNC1 | 0 | 0 | 0 | 0 | 0 | 0 | 0 | 0 | 0 | 0 | 0 | 0 | 0 | 0 | 0 | 0 | 0 | 0 | 0 | 0 | 0 | 0 | 0 | 0
NIM1 | 0 | 0 | 0 | 0 | 0 | 0 | 0 | 0 | 0 | 0 | 0 | 0 | 0 | 0 | 0 | 0 | 0 | 0 | 0 | 0 | 0 | 0 | 0 | 0
NQU1 | 0 | 0 | 0 | 0 | 0 | 0 | 0 | 0 | 0 | 0 | 0 | 0 | 0 | 0 | 0 | 0 | 0 | 0 | 0 | 0 | 0 | 0 | 0 | 0
LBR1 | 0 | 0 | 0 | 0 | 0 | 0 | 0 | 0 | 0 | 0 | 0 | 0 | 0 | 0 | 0 | 0 | 0 | 0 | 0 | 0 | 0 | 0 | 0 | 0
NTB1 | 0 | 0 | 0 | 0 | 0 | 0 | 0 | 0 | 0 | 0 | 0 | 0 | 0 | 0 | 0 | 0 | 0 | 0 | 0 | 0 | 0 | 0 | 0 | 0
OVJ1 | 0 | 0 | 0 | 0 | 0 | 0 | 0 | 0 | 0 | 0 | 0 | 0 | 0 | 0 | 0 | 0 | 0 | 0 | 0 | 0 | 0 | 0 | 0 | 0
PGUG | 0 | 0 | 0 | 0 | 0 | 0 | 0 | 0 | 0 | 0 | 0 | 0 | 0 | 0 | 0 | 0 | 0 | 0 | 0 | 0 | 0 | 0 | 0 | 0
PPA1 | 0 | 0 | 0 | 0 | 0 | 0 | 0 | 0 | 0 | 0 | 0 | 0 | 0 | 0 | 0 | 0 | 0 | 0 | 0 | 0 | 0 | 0 | 0 | 0
PPA2 | 0 | 0 | 0 | 0 | 0 | 0 | 0 | 0 | 0 | 0 | 0 | 0 | 0 | 0 | 0 | 0 | 0 | 0 | 0 | 0 | 0 | 0 | 0 | 0
PPA3 | 0 | 0 | 0 | 0 | 0 | 0 | 0 | 0 | 0 | 0 | 0 | 0 | 0 | 0 | 0 | 0 | 0 | 0 | 0 | 0 | 0 | 0 | 0 | 0
PPA4 | 0 | 0 | 0 | 0 | 0 | 0 | 0 | 0 | 0 | 0 | 0 | 0 | 0 | 0 | 0 | 0 | 0 | 0 | 0 | 0 | 0 | 0 | 0 | 0
PJR1 | 0 | 0 | 0 | 0 | 0 | 0 | 0 | 0 | 0 | 0 | 0 | 0 | 0 | 0 | 0 | 0 | 0 | 0 | 0 | 0 | 0 | 0 | 0 | 0
PLM1 | 0 | 0 | 0 | 0 | 0 | 0 | 0 | 0 | 0 | 0 | 0 | 0 | 0 | 0 | 0 | 0 | 0 | 0 | 0 | 0 | 0 | 0 | 0 | 0
PPN1 | 0 | 0 | 0 | 0 | 0 | 0 | 0 | 0 | 0 | 0 | 0 | 0 | 0 | 0 | 0 | 0 | 0 | 0 | 0 | 0 | 0 | 0 | 0 | 0
PST1 | 0 | 0 | 0 | 0 | 0 | 0 | 0 | 0 | 0 | 0 | 0 | 0 | 0 | 0 | 0 | 0 | 0 | 0 | 0 | 0 | 0 | 0 | 0 | 0
PTC1 | 0 | 0 | 0 | 0 | 0 | 0 | 0 | 0 | 0 | 0 | 0 | 0 | 0 | 0 | 0 | 0 | 0 | 0 | 0 | 0 | 0 | 0 | 0 | 0
2YIR | 0 | 0 | 0 | 0 | 0 | 0 | 0 | 0 | 0 | 0 | 0 | 0 | 0 | 0 | 0 | 0 | 0 | 0 | 0 | 0 | 0 | 0 | 0 | 0
3A44 | 0 | 0 | 0 | 0 | 0 | 0 | 0 | 0 | 0 | 0 | 0 | 0 | 0 | 0 | 0 | 0 | 0 | 0 | 0 | 0 | 0 | 0 | 0 | 0
PLYS | 0 | 0 | 0 | 0 | 0 | 0 | 0 | 0 | 0 | 0 | 0 | 0 | 0 | 0 | 0 | 0 | 0 | 0 | 0 | 0 | 0 | 0 | 0 | 0
3AFQ | 0 | 0 | 0 | 0 | 0 | 0 | 0 | 0 | 0 | 0 | 0 | 0 | 0 | 0 | 0 | 0 | 0 | 0 | 0 | 0 | 0 | 0 | 0 | 0
PRC2 | 0 | 0 | 0 | 0 | 0 | 0 | 0 | 0 | 0 | 0 | 0 | 0 | 0 | 0 | 0 | 0 | 0 | 0 | 0 | 0 | 0 | 0 | 0 | 0
PRC3 | 200 | 200 | 200 | 200 | 200 | 200 | 200 | 200 | 200 | 200 | 200 | 200 | 200 | 200 | 200 | 200 | 200 | 200 | 200 | 200 | 200 | 200 | 200 | 200
2S8U | 0 | 0 | 0 | 0 | 0 | 0 | 0 | 0 | 0 | 0 | 0 | 0 | 0 | 0 | 0 | 0 | 0 | 0 | 0 | 0 | 0 | 0 | 0 | 0
PRDO | 0 | 0 | 0 | 0 | 0 | 0 | 0 | 0 | 0 | 0 | 0 | 0 | 0 | 0 | 0 | 0 | 0 | 0 | 0 | 0 | 0 | 0 | 0 | 0
PRD4 | 0 | 0 | 0 | 0 | 0 | 0 | 0 | 0 | 0 | 0 | 0 | 0 | 0 | 0 | 0 | 0 | 0 | 0 | 0 | 0 | 0 | 0 | 0 | 0
PRG1 | 0 | 0 | 0 | 0 | 0 | 0 | 0 | 0 | 0 | 0 | 0 | 0 | 0 | 0 | 0 | 0 | 0 | 0 | 0 | 0 | 0 | 0 | 0 | 0
PRG2 | 0 | 0 | 0 | 0 | 0 | 0 | 0 | 0 | 0 | 0 | 0 | 0 | 0 | 0 | 0 | 0 | 0 | 0 | 0 | 0 | 0 | 0 | 0 | 0
2U5P | 0 | 0 | 0 | 0 | 0 | 0 | 0 | 0 | 0 | 0 | 0 | 0 | 0 | 0 | 0 | 0 | 0 | 0 | 0 | 0 | 0 | 0 | 0 | 0
PRV1 | 0 | 0 | 0 | 0 | 0 | 0 | 0 | 0 | 0 | 0 | 0 | 0 | 0 | 0 | 0 | 0 | 0 | 0 | 0 | 0 | 0 | 0 | 0 | 0
PTR1 | 0 | 0 | 0 | 0 | 0 | 0 | 0 | 0 | 0 | 0 | 0 | 0 | 0 | 0 | 0 | 0 | 0 | 0 | 0 | 0 | 0 | 0 | 0 | 0
PTG1 | 0 | 0 | 0 | 0 | 0 | 0 | 0 | 0 | 0 | 0 | 0 | 0 | 0 | 0 | 0 | 0 | 0 | 0 | 0 | 0 | 0 | 0 | 0 | 0
PMR1 | 0 | 0 | 0 | 0 | 0 | 0 | 0 | 0 | 0 | 0 | 0 | 0 | 0 | 0 | 0 | 0 | 0 | 0 | 0 | 0 | 0 | 0 | 0 | 0
RBB1 | 0 | 0 | 0 | 0 | 0 | 0 | 0 | 0 | 0 | 0 | 0 | 0 | 0 | 0 | 0 | 0 | 0 | 0 | 0 | 0 | 0 | 0 | 0 | 0
RCL1 | 0 | 0 | 0 | 0 | 0 | 0 | 0 | 0 | 0 | 0 | 0 | 0 | 0 | 0 | 0 | 0 | 0 | 0 | 0 | 0 | 0 | 0 | 0 | 0
RFR1 | 0 | 0 | 0 | 0 | 0 | 0 | 0 | 0 | 0 | 0 | 0 | 0 | 0 | 0 | 0 | 0 | 0 | 0 | 0 | 0 | 0 | 0 | 0 | 0
RFR2 | 0 | 0 | 0 | 0 | 0 | 0 | 0 | 0 | 0 | 0 | 0 | 0 | 0 | 0 | 0 | 0 | 0 | 0 | 0 | 0 | 0 | 0 | 0 | 0
RGR1 | 0 | 0 | 0 | 0 | 0 | 0 | 0 | 0 | 0 | 0 | 0 | 0 | 0 | 0 | 0 | 0 | 0 | 0 | 0 | 0 | 0 | 0 | 0 | 0
RMYO | 0 | 0 | 0 | 0 | 0 | 0 | 0 | 0 | 0 | 0 | 0 | 0 | 0 | 0 | 0 | 0 | 0 | 0 | 0 | 0 | 0 | 0 | 0 | 0
LPLO | 0 | 0 | 0 | 0 | 0 | 0 | 0 | 0 | 0 | 0 | 0 | 0 | 0 | 0 | 0 | 0 | 0 | 0 | 0 | 0 | 0 | 0 | 0 | 0
RPD1 | 0 | 0 | 0 | 0 | 0 | 0 | 0 | 0 | 0 | 0 | 0 | 0 | 0 | 0 | 0 | 0 | 0 | 0 | 0 | 0 | 0 | 0 | 0 | 0
RCIO | 0 | 0 | 0 | 0 | 0 | 0 | 0 | 0 | 0 | 0 | 0 | 0 | 0 | 0 | 0 | 0 | 0 | 0 | 0 | 0 | 0 | 0 | 0 | 0
SPY1 | 0 | 0 | 0 | 0 | 0 | 0 | 0 | 0 | 0 | 0 | 0 | 0 | 0 | 0 | 0 | 0 | 0 | 0 | 0 | 0 | 0 | 0 | 0 | 0
TMS1 | 0 | 0 | 0 | 0 | 0 | 0 | 0 | 0 | 0 | 0 | 0 | 0 | 0 | 0 | 0 | 0 | 0 | 0 | 0 | 0 | 0 | 0 | 0 | 0
RGRN | 0 | 0 | 0 | 0 | 0 | 0 | 0 | 0 | 0 | 0 | 0 | 0 | 0 | 0 | 0 | 0 | 0 | 0 | 0 | 0 | 0 | 0 | 0 | 0
RNG1 | 0 | 0 | 0 | 0 | 0 | 0 | 0 | 0 | 0 | 0 | 0 | 0 | 0 | 0 | 0 | 0 | 0 | 0 | 0 | 0 | 0 | 0 | 0 | 0
RMR1 | 0 | 0 | 0 | 0 | 0 | 0 | 0 | 0 | 0 | 0 | 0 | 0 | 0 | 0 | 0 | 0 | 0 | 0 | 0 | 0 | 0 | 0 | 0 | 0
SJN1 | 0 | 0 | 0 | 0 | 0 | 0 | 0 | 0 | 0 | 0 | 0 | 0 | 0 | 0 | 0 | 0 | 0 | 0 | 0 | 0 | 0 | 0 | 0 | 0
2QEK | 0 | 0 | 0 | 0 | 0 | 0 | 0 | 0 | 0 | 0 | 0 | 0 | 0 | 0 | 0 | 0 | 0 | 0 | 0 | 0 | 0 | 0 | 0 | 0
SLVJ | 0 | 0 | 0 | 0 | 0 | 0 | 0 | 0 | 0 | 0 | 0 | 0 | 0 | 0 | 0 | 0 | 0 | 0 | 0 | 0 | 0 | 0 | 0 | 0
2ZCF | 0 | 0 | 0 | 0 | 0 | 0 | 0 | 0 | 0 | 0 | 0 | 0 | 0 | 0 | 0 | 0 | 0 | 0 | 0 | 0 | 0 | 0 | 0 | 0
SNC1 | 0 | 0 | 0 | 0 | 0 | 0 | 0 | 0 | 0 | 0 | 0 | 0 | 0 | 0 | 0 | 0 | 0 | 0 | 0 | 0 | 0 | 0 | 0 | 0
SNCR | 1040 | 1040 | 1040 | 1040 | 1040 | 1040 | 1040 | 1040 | 1040 | 1040 | 1040 | 1040 | 1040 | 1040 | 1040 | 1040 | 1040 | 1040 | 1040 | 1040 | 1040 | 1040 | 1040 | 1040
SNFR | 0 | 0 | 0 | 0 | 0 | 0 | 0 | 0 | 0 | 0 | 0 | 0 | 0 | 0 | 0 | 0 | 0 | 0 | 0 | 0 | 0 | 0 | 0 | 0
SFC1 | 0 | 0 | 0 | 0 | 0 | 0 | 0 | 0 | 0 | 0 | 0 | 0 | 0 | 0 | 0 | 0 | 0 | 0 | 0 | 0 | 0 | 0 | 0 | 0
SJOG | 0 | 0 | 0 | 0 | 0 | 0 | 0 | 0 | 0 | 0 | 0 | 0 | 0 | 0 | 0 | 0 | 0 | 0 | 0 | 0 | 0 | 0 | 0 | 0
SJM1 | 0 | 0 | 0 | 0 | 0 | 0 | 0 | 0 | 0 | 0 | 0 | 0 | 0 | 0 | 0 | 0 | 0 | 0 | 0 | 0 | 0 | 0 | 0 | 0
2UR5 | 0 | 0 | 0 | 0 | 0 | 0 | 0 | 0 | 0 | 0 | 0 | 0 | 0 | 0 | 0 | 0 | 0 | 0 | 0 | 0 | 0 | 0 | 0 | 0
2T4P | 0 | 0 | 0 | 0 | 0 | 0 | 0 | 0 | 0 | 0 | 0 | 0 | 0 | 0 | 0 | 0 | 0 | 0 | 0 | 0 | 0 | 0 | 0 | 0
SMI1 | 0 | 0 | 0 | 0 | 0 | 0 | 0 | 0 | 0 | 0 | 0 | 0 | 0 | 0 | 0 | 0 | 0 | 0 | 0 | 0 | 0 | 0 | 0 | 0
SNT1 | 0 | 0 | 0 | 0 | 0 | 0 | 0 | 0 | 0 | 0 | 0 | 0 | 0 | 0 | 0 | 0 | 0 | 0 | 0 | 0 | 0 | 0 | 0 | 0
SRA1 | 0 | 0 | 0 | 0 | 0 | 0 | 0 | 0 | 0 | 0 | 0 | 0 | 0 | 0 | 0 | 0 | 0 | 0 | 0 | 0 | 0 | 0 | 0 | 0
STG1 | 0 | 0 | 0 | 0 | 0 | 0 | 0 | 0 | 0 | 0 | 0 | 0 | 0 | 0 | 0 | 0 | 0 | 0 | 0 | 0 | 0 | 0 | 0 | 0
SLV1 | 0 | 0 | 0 | 0 | 0 | 0 | 0 | 0 | 0 | 0 | 0 | 0 | 0 | 0 | 0 | 0 | 0 | 0 | 0 | 0 | 0 | 0 | 0 | 0
SOG1 | 306 | 306 | 306 | 306 | 306 | 306 | 306 | 306 | 306 | 306 | 306 | 306 | 306 | 306 | 306 | 306 | 306 | 306 | 306 | 306 | 306 | 306 | 306 | 306
SNS1 | 0 | 0 | 0 | 0 | 0 | 0 | 0 | 0 | 0 | 0 | 0 | 0 | 0 | 0 | 0 | 0 | 0 | 0 | 0 | 0 | 0 | 0 | 0 | 0
SBA1 | 0 | 0 | 0 | 0 | 0 | 0 | 0 | 0 | 0 | 0 | 0 | 0 | 0 | 0 | 0 | 0 | 0 | 0 | 0 | 0 | 0 | 0 | 0 | 0
SUV1 | 0 | 0 | 0 | 0 | 0 | 0 | 0 | 0 | 0 | 0 | 0 | 0 | 0 | 0 | 0 | 0 | 0 | 0 | 0 | 0 | 0 | 0 | 0 | 0
TSJ1 | 0 | 0 | 0 | 0 | 0 | 0 | 0 | 0 | 0 | 0 | 0 | 0 | 0 | 0 | 0 | 0 | 0 | 0 | 0 | 0 | 0 | 0 | 0 | 0
TSJ2 | 0 | 0 | 0 | 0 | 0 | 0 | 0 | 0 | 0 | 0 | 0 | 0 | 0 | 0 | 0 | 0 | 0 | 0 | 0 | 0 | 0 | 0 | 0 | 0
TBST | 0 | 0 | 0 | 0 | 0 | 0 | 0 | 0 | 0 | 0 | 0 | 0 | 0 | 0 | 0 | 0 | 0 | 0 | 0 | 0 | 0 | 0 | 0 | 0
2UPJ | 0 | 0 | 0 | 0 | 0 | 0 | 0 | 0 | 0 | 0 | 0 | 0 | 0 | 0 | 0 | 0 | 0 | 0 | 0 | 0 | 0 | 0 | 0 | 0
2UPD | 0 | 0 | 0 | 0 | 0 | 0 | 0 | 0 | 0 | 0 | 0 | 0 | 0 | 0 | 0 | 0 | 0 | 0 | 0 | 0 | 0 | 0 | 0 | 0
2UPF | 0 | 0 | 0 | 0 | 0 | 0 | 0 | 0 | 0 | 0 | 0 | 0 | 0 | 0 | 0 | 0 | 0 | 0 | 0 | 0 | 0 | 0 | 0 | 0
2UPH | 0 | 0 | 0 | 0 | 0 | 0 | 0 | 0 | 0 | 0 | 0 | 0 | 0 | 0 | 0 | 0 | 0 | 0 | 0 | 0 | 0 | 0 | 0 | 0
2S9Q | 0 | 0 | 0 | 0 | 0 | 0 | 0 | 0 | 0 | 0 | 0 | 0 | 0 | 0 | 0 | 0 | 0 | 0 | 0 | 0 | 0 | 0 | 0 | 0
TMB1 | 0 | 0 | 0 | 0 | 0 | 0 | 0 | 0 | 0 | 0 | 0 | 0 | 0 | 0 | 0 | 0 | 0 | 0 | 0 | 0 | 0 | 0 | 0 | 0
TCD1 | 0 | 0 | 0 | 0 | 0 | 0 | 0 | 0 | 0 | 0 | 0 | 0 | 0 | 0 | 0 | 0 | 0 | 0 | 0 | 0 | 0 | 0 | 0 | 0
TCD2 | 0 | 0 | 0 | 0 | 0 | 0 | 0 | 0 | 0 | 0 | 0 | 0 | 0 | 0 | 0 | 0 | 0 | 0 | 0 | 0 | 0 | 0 | 0 | 0
2WFN | 0 | 0 | 0 | 0 | 0 | 0 | 0 | 0 | 0 | 0 | 0 | 0 | 0 | 0 | 0 | 0 | 0 | 0 | 0 | 0 | 0 | 0 | 0 | 0
TRM1 | 0 | 0 | 0 | 0 | 0 | 0 | 0 | 0 | 0 | 0 | 0 | 0 | 0 | 0 | 0 | 0 | 0 | 0 | 0 | 0 | 0 | 0 | 0 | 0
TDR1 | 0 | 0 | 0 | 0 | 0 | 0 | 0 | 0 | 0 | 0 | 0 | 0 | 0 | 0 | 0 | 0 | 0 | 0 | 0 | 0 | 0 | 0 | 0 | 0
TEC1 | 0 | 0 | 0 | 0 | 0 | 0 | 0 | 0 | 0 | 0 | 0 | 0 | 0 | 0 | 0 | 0 | 0 | 0 | 0 | 0 | 0 | 0 | 0 | 0
2U93 | 0 | 0 | 0 | 0 | 0 | 0 | 0 | 0 | 0 | 0 | 0 | 0 | 0 | 0 | 0 | 0 | 0 | 0 | 0 | 0 | 0 | 0 | 0 | 0
2U8Y | 0 | 0 | 0 | 0 | 0 | 0 | 0 | 0 | 0 | 0 | 0 | 0 | 0 | 0 | 0 | 0 | 0 | 0 | 0 | 0 | 0 | 0 | 0 | 0
2U91 | 0 | 0 | 0 | 0 | 0 | 0 | 0 | 0 | 0 | 0 | 0 | 0 | 0 | 0 | 0 | 0 | 0 | 0 | 0 | 0 | 0 | 0 | 0 | 0
TRN1 | 0 | 0 | 0 | 0 | 0 | 0 | 0 | 0 | 0 | 0 | 0 | 0 | 0 | 0 | 0 | 0 | 0 | 0 | 0 | 0 | 0 | 0 | 0 | 0
TPD1 | 0 | 0 | 0 | 0 | 0 | 0 | 0 | 0 | 0 | 0 | 0 | 0 | 0 | 0 | 0 | 0 | 0 | 0 | 0 | 0 | 0 | 0 | 0 | 0
TSR1 | 0 | 0 | 0 | 0 | 0 | 0 | 0 | 0 | 0 | 0 | 0 | 0 | 0 | 0 | 0 | 0 | 0 | 0 | 0 | 0 | 0 | 0 | 0 | 0
TVL1 | 0 | 0 | 0 | 0 | 0 | 0 | 0 | 0 | 0 | 0 | 0 | 0 | 0 | 0 | 0 | 0 | 0 | 0 | 0 | 0 | 0 | 0 | 0 | 0
TYP1 | 0 | 0 | 0 | 0 | 0 | 0 | 0 | 0 | 0 | 0 | 0 | 0 | 0 | 0 | 0 | 0 | 0 | 0 | 0 | 0 | 0 | 0 | 0 | 0
TYP2 | 0 | 0 | 0 | 0 | 0 | 0 | 0 | 0 | 0 | 0 | 0 | 0 | 0 | 0 | 0 | 0 | 0 | 0 | 0 | 0 | 0 | 0 | 0 | 0
TYP3 | 0 | 0 | 0 | 0 | 0 | 0 | 0 | 0 | 0 | 0 | 0 | 0 | 0 | 0 | 0 | 0 | 0 | 0 | 0 | 0 | 0 | 0 | 0 | 0
TYP4 | 0 | 0 | 0 | 0 | 0 | 0 | 0 | 0 | 0 | 0 | 0 | 0 | 0 | 0 | 0 | 0 | 0 | 0 | 0 | 0 | 0 | 0 | 0 | 0
TYP5 | 0 | 0 | 0 | 0 | 0 | 0 | 0 | 0 | 0 | 0 | 0 | 0 | 0 | 0 | 0 | 0 | 0 | 0 | 0 | 0 | 0 | 0 | 0 | 0
2ZP9 | 0 | 0 | 0 | 0 | 0 | 0 | 0 | 0 | 0 | 0 | 0 | 0 | 0 | 0 | 0 | 0 | 0 | 0 | 0 | 0 | 0 | 0 | 0 | 0
TR2G | 0 | 0 | 0 | 0 | 0 | 0 | 0 | 0 | 0 | 0 | 0 | 0 | 0 | 0 | 0 | 0 | 0 | 0 | 0 | 0 | 0 | 0 | 0 | 0
TR3G | 0 | 0 | 0 | 0 | 0 | 0 | 0 | 0 | 0 | 0 | 0 | 0 | 0 | 0 | 0 | 0 | 0 | 0 | 0 | 0 | 0 | 0 | 0 | 0
TUJ1 | 0 | 0 | 0 | 0 | 0 | 0 | 0 | 0 | 0 | 0 | 0 | 0 | 0 | 0 | 0 | 0 | 0 | 0 | 0 | 0 | 0 | 0 | 0 | 0
UNN1 | 0 | 0 | 0 | 0 | 0 | 0 | 0 | 0 | 0 | 0 | 0 | 0 | 0 | 0 | 0 | 0 | 0 | 0 | 0 | 0 | 0 | 0 | 0 | 0
URA1 | 0 | 0 | 0 | 0 | 0 | 0 | 0 | 0 | 0 | 0 | 0 | 0 | 0 | 0 | 0 | 0 | 0 | 0 | 0 | 0 | 0 | 0 | 0 | 0
PLU1 | 0 | 0 | 0 | 0 | 0 | 0 | 0 | 0 | 0 | 0 | 0 | 0 | 0 | 0 | 0 | 0 | 0 | 0 | 0 | 0 | 0 | 0 | 0 | 0
USQ1 | 0 | 0 | 0 | 0 | 0 | 0 | 0 | 0 | 0 | 0 | 0 | 0 | 0 | 0 | 0 | 0 | 0 | 0 | 0 | 0 | 0 | 0 | 0 | 0
VNTA | 0 | 0 | 0 | 0 | 0 | 0 | 0 | 0 | 0 | 0 | 0 | 0 | 0 | 0 | 0 | 0 | 0 | 0 | 0 | 0 | 0 | 0 | 0 | 0
VNTB | 0 | 0 | 0 | 0 | 0 | 0 | 0 | 0 | 0 | 0 | 0 | 0 | 0 | 0 | 0 | 0 | 0 | 0 | 0 | 0 | 0 | 0 | 0 | 0
ZPA2 | 0 | 0 | 0 | 0 | 0 | 0 | 0 | 0 | 0 | 0 | 0 | 0 | 0 | 0 | 0 | 0 | 0 | 0 | 0 | 0 | 0 | 0 | 0 | 0
ZPA3 | 0 | 0 | 0 | 0 | 0 | 0 | 0 | 0 | 0 | 0 | 0 | 0 | 0 | 0 | 0 | 0 | 0 | 0 | 0 | 0 | 0 | 0 | 0 | 0
ZPA4 | 0 | 0 | 0 | 0 | 0 | 0 | 0 | 0 | 0 | 0 | 0 | 0 | 0 | 0 | 0 | 0 | 0 | 0 | 0 | 0 | 0 | 0 | 0 | 0
ZPA5 | 0 | 0 | 0 | 0 | 0 | 0 | 0 | 0 | 0 | 0 | 0 | 0 | 0 | 0 | 0 | 0 | 0 | 0 | 0 | 0 | 0 | 0 | 0 | 0

## ESS_Unit
ESS_index | ESS_Name | Bus_index | C_Potencia | C_Energia | n_ch_eff | n_dc_eff | Self_discharge | SOC_max | SOC_min | SOC_ini | N_ciclos | eol | a | b | P_cost | E_cost

## Branch
Branch_index | Branch_Name | from | to | R | X | Flowlimit
L1 | El_Rio_220 - Flores_220 | b116 | b1 | 0.0014621 | 0.0076988 | 320
L2 | El_Rio_220 - Tebsa_220 | b116 | b5 | 0.0013525 | 0.0071214 | 320
L3 | Guatiguara_220 - Sogamoso_220 | b84 | b87 | 0.0029394 | 0.02763 | 388
L4 | Flores_220 - Nva_Barranquilla_220 | b1 | b2 | 0.0013525 | 0.0071214 | 640
L5 | Sabanalarga_220 - Tebsa_220 | b3 | b5 | 0.0022984 | 0.013099 | 800
L6 | Nva_Barranquilla_220 - Sabanalarga_220 | b2 | b3 | 0.0021688 | 0.015213 | 1060
L7 | Caracoli_220 - Nva_Barranquilla_220 | b6 | b2 | 0.0022718 | 0.013767 | 320
L8 | Caracoli_220 - Tebsa_220 | b6 | b5 | 0.0016677 | 0.010127 | 320
L9 | Chinu_500 - Sabanalarga_500 | b66 | b4 | 0.00097144 | 0.012051 | 4222
L10 | Caracoli_220 - Flores_220 | b6 | b1 | 0.003857 | 0.025041 | 381
L11 | Caracoli_220 - Sabanalarga_220 | b6 | b3 | 0.0036493 | 0.022976 | 381
L12 | Cuatricent_220 - Cuestecita_220 | b7 | b60 | 0.016783 | 0.1434 | 336
L13 | Bosque_220 - Ternera_220 | b8 | b12 | 0.0034236 | 0.024082 | 240
L14 | Bolivar_220 - Bosque_220 | b10 | b8 | 0.0021132 | 0.015572 | 305
L15 | Bolivar_500 - Copey_500 | b9 | b59 | 0.0015796 | 0.022274 | 1650
L16 | Sabanalarga_220 - Ternera_220 | b3 | b12 | 0.014794 | 0.082168 | 240
L17 | Bolivar_220 - Cartagena_220 | b10 | b11 | 0.001061 | 0.0069455 | 735
L18 | Bolivar_220 - Sabanalarga_220 | b10 | b3 | 0.0053356 | 0.035894 | 594
L19 | Candelaria_220 - Ternera_220 | b13 | b12 | 0.00028879 | 0.0015971 | 600
L20 | Candelaria_220 - Cartagena_220 | b13 | b11 | 0.00026539 | 0.0014796 | 600
L21 | Corozo_220 - San_Mateo_220 | b15 | b14 | 0.0043998 | 0.01659 | 574
L22 | Cerromatoso_500 - Primavera_500 | b16 | b89 | 0.0024221 | 0.031644 | 2165
L23 | Cuestecita_220 - Valledupar_220 | b60 | b63 | 0.019355 | 0.11938 | 228
L24 | Cerromatoso_500 - Porce_III_500 | b16 | b111 | 0.0014831 | 0.018681 | 1650
L25 | Guaca_220 - Mesa_220 | b20 | b22 | 0.00021652 | 0.002336 | 854
L26 | Circo_220 - Guavio_220 | b19 | b21 | 0.0041447 | 0.044982 | 732
L27 | Bacata_220 - Torca_220 | b17 | b25 | 0.00098989 | 0.0078883 | 1134
L28 | Bacata_500 - Primavera_500 | b18 | b89 | 0.0018395 | 0.026067 | 1650
L29 | Noroeste_220 - Purnio_220 | b23 | b96 | 0.0055333 | 0.048623 | 740
L30 | Chivor_220 - Torca_220 | b27 | b25 | 0.0051526 | 0.053141 | 732
L31 | Chivor_220 - Guavio_220 | b27 | b21 | 0.0012212 | 0.011683 | 778
L32 | Bacata_220 - Noroeste_220 | b17 | b23 | 0.00026922 | 0.0020821 | 1134
L33 | Balsillas_220 - Mesa_220 | b28 | b22 | 0.0028295 | 0.028523 | 400
L34 | Balsillas_220 - Noroeste_220 | b28 | b23 | 0.0015049 | 0.014423 | 419
L35 | Circo_220 - Tunal_220 | b19 | b26 | 0.0027282 | 0.029513 | 366
L36 | San_Mateo_EEB_220 - Tunal_220 | b29 | b26 | 0.0013724 | 0.014846 | 366
L37 | Guaca_220 - Paraiso_220 | b20 | b24 | 0.00035122 | 0.0037892 | 732
L38 | Mesa_220 - Noroeste_220 | b22 | b23 | 0.0042089 | 0.041566 | 381
L39 | Nva_Esperanza_220 - San_Mateo_EEB_220 | b30 | b29 | 0.0026728 | 0.028911 | 366
L40 | Chivor_220 - Sochagota_220 | b27 | b76 | 0.0059453 | 0.058111 | 732
L41 | Guavio_220 - Torca_220 | b21 | b25 | 0.0028162 | 0.040474 | 952
L42 | Bacata_500 - Nva_Esperanza_500 | b18 | b31 | 0.00053244 | 0.0064444 | 2165
L43 | Guavio_220 - Nva_Esperanza_220 | b21 | b30 | 0.0097851 | 0.14252 | 552
L44 | Circo_220 - Nva_Esperanza_220 | b19 | b30 | 0.0042008 | 0.045418 | 366
L45 | Nva_Esperanza_220 - Paraiso_220 | b30 | b24 | 0.00069808 | 0.0075597 | 732
L46 | Enea_220 - San_Felipe_220 | b32 | b33 | 0.0034641 | 0.032419 | 646
L47 | Virginia_220 - Hermosa_220 | b36 | b38 | 0.0030146 | 0.026936 | 381
L48 | Esmeralda_220 - Yumbo_220 | b34 | b48 | 0.010974 | 0.092651 | 381
L49 | Enea_220 - Esmeralda_220 | b32 | b34 | 0.0017847 | 0.015575 | 646
L50 | Mesa_220 - San_Felipe_220 | b22 | b33 | 0.0043784 | 0.039366 | 726
L51 | Ancon_ISA_220 - Esmeralda_220 | b90 | b34 | 0.013832 | 0.12968 | 381
L52 | Esmeralda_220 - Hermosa_220 | b34 | b38 | 0.0011845 | 0.01067 | 779
L53 | Esmeralda_220 - Virginia_220 | b34 | b36 | 0.0013724 | 0.012184 | 750
L54 | La_Miel_220 - San_Felipe_220 | b35 | b33 | 0.0033005 | 0.029256 | 760
L55 | San_Carlos_500 - Virginia_500 | b98 | b37 | 0.0017569 | 0.026777 | 1732
L56 | La_Miel_220 - Purnio_220 | b35 | b96 | 0.0014444 | 0.012827 | 752
L57 | Altamira_220 - Betania_220 | b39 | b44 | 0.00816 | 0.061185 | 396
L58 | Altamira_220 - Mocoa_220 | b39 | b47 | 0.014229 | 0.1069 | 396
L59 | Altamira_220 - Tesalia_220 | b39 | b42 | 0.0051651 | 0.03837 | 396
L60 | Juanchito_220 - Paez_220 | b50 | b43 | 0.0040061 | 0.034732 | 382
L61 | Alferez_220 - S_Bernardino_220 | b54 | b41 | 0.0097895 | 0.097895 | 382
L62 | Paez_220 - S_Bernardino_220 | b43 | b41 | 0.013771 | 0.11607 | 305
L63 | Betania_220 - Tesalia_220 | b44 | b42 | 0.0050097 | 0.026448 | 396
L64 | Jamondino_220 - Tesalia_220 | b40 | b42 | 0.027749 | 0.19864 | 266
L65 | Jamondino_220 - Mocoa_220 | b40 | b47 | 0.013603 | 0.080269 | 266
L66 | Betania_220 - S_Bernardino_220 | b44 | b41 | 0.0049077 | 0.06966 | 610
L67 | Jamondino_220 - S_Bernardino_220 | b40 | b41 | 0.011601 | 0.093529 | 610
L68 | Mesa_220 - Mirolindo(Ibague)_220 | b22 | b45 | 0.0047968 | 0.043278 | 736
L69 | Betania_220 - Mirolindo(Ibague)_220 | b44 | b45 | 0.026999 | 0.20551 | 341
L70 | Betania_220 - Tuluni_220 | b44 | b46 | 0.021884 | 0.16266 | 341
L71 | Mirolindo(Ibague)_220 - Tuluni_220 | b45 | b46 | 0.013977 | 0.10462 | 341
L72 | Alferez_220 - Yumbo_220 | b54 | b48 | 0.0023775 | 0.023775 | 382
L73 | Pance_220 - Juanchito_220 | b52 | b50 | 0.003001 | 0.023028 | 421
L74 | San_Marcos_220 - Yumbo_220 | b49 | b48 | 0.00072372 | 0.0062831 | 376
L75 | Juanchito_220 - San_Marcos_220 | b50 | b49 | 0.0024027 | 0.02166 | 375
L76 | Alto_Anchya_220 - Pance_220 | b51 | b52 | 0.0072734 | 0.054066 | 404
L77 | Alto_Anchya_220 - Yumbo_220 | b51 | b48 | 0.0073759 | 0.054636 | 381
L78 | Cartago_220 - San_Marcos_220 | b55 | b49 | 0.0084425 | 0.074959 | 750
L79 | Cartago_220 - Virginia_220 | b55 | b36 | 0.0010108 | 0.0089517 | 750
L80 | Juanchito_220 - Salvajina_220 | b50 | b56 | 0.0083271 | 0.063898 | 421
L81 | Pance_220 - Salvajina_220 | b52 | b56 | 0.0065245 | 0.049997 | 421
L82 | Pance_220 - Yumbo_220 | b52 | b48 | 0.0037156 | 0.027614 | 381
L83 | San_Marcos_500 - Virginia_500 | b53 | b37 | 0.0014315 | 0.021041 | 1732
L84 | Copey_220 - Fundacion_220 | b57 | b58 | 0.0091572 | 0.052646 | 456
L85 | La_Loma_500 - Ocaña_500 | b117 | b77 | 0.001075 | 0.023919 | 1650
L86 | Copey_500 - La_Loma_500 | b59 | b117 | 0.00046701 | 0.010391 | 1650
L87 | Copey_220 - Valledupar_220 | b57 | b63 | 0.0075504 | 0.04748 | 452
L88 | Cuestecita_220 - Guajira_220 | b60 | b61 | 0.0088449 | 0.048425 | 480
L89 | Fundacion_220 - Sabanalarga_220 | b58 | b3 | 0.0057718 | 0.032351 | 943
L90 | Fundacion_220 - R_Cordoba_220 | b58 | b65 | 0.0047826 | 0.031526 | 500
L91 | Santa_Marta_220 - Drummond_220 | b62 | b115 | 0.0030455 | 0.020153 | 250
L92 | Santa_Marta_220 - Termocol_220 | b62 | b64 | 0.0021185 | 0.011785 | 250
L93 | Guajira_220 - Termocol_220 | b61 | b64 | 0.015082 | 0.083069 | 250
L94 | Guajira_220 - Santa_Marta_220 | b61 | b62 | 0.01696 | 0.093306 | 250
L95 | R_Cordoba_220 - Santa_Marta_220 | b65 | b62 | 0.0034086 | 0.022556 | 250
L96 | R_Cordoba_220 - Drummond_220 | b65 | b115 | 0.00036317 | 0.0024032 | 250
L97 | Cerromatoso_220 - Urra_220 | b68 | b67 | 0.0053668 | 0.045233 | 610
L98 | Uraba_220 - Urra_220 | b69 | b67 | 0.0064851 | 0.054658 | 305
L99 | Chinu_500 - Cerromatoso_500 | b66 | b16 | 0.00049016 | 0.0058661 | 6348
L100 | Monteria_220 - Chinu_220 | b119 | b118 | 0.0075774 | 0.049659 | 381
L101 | Monteria_220 - Uraba_220 | b119 | b69 | 0.015226 | 0.099788 | 381
L102 | Guavio_220 - Reforma_220 | b21 | b70 | 0.0057998 | 0.067267 | 549
L103 | Reforma_220 - Tunal_220 | b70 | b26 | 0.0026403 | 0.030352 | 732
L104 | Jamondino_220 - Pomasqui_220 | b40 | b114 | 0.005445 | 0.054755 | 1612
L105 | Banadia_220 - C_Limon_220 | b71 | b72 | 0.012201 | 0.094767 | 305
L106 | Banadia_220 - Samore_220 | b71 | b73 | 0.0072251 | 0.056108 | 305
L107 | Palos_220 - Toledo_220 | b88 | b74 | 0.00814 | 0.078102 | 305
L108 | Samore_220 - Toledo_220 | b73 | b74 | 0.0062972 | 0.048623 | 331
L109 | Guatiguara_220 - Sochagota_220 | b84 | b76 | 0.0084963 | 0.072395 | 697
L110 | Paipa_220 - Sochagota_220 | b75 | b76 | 0.00022787 | 0.0025419 | 942
L111 | San_Antonio_220 - Sochagota_220 | b120 | b76 | 0.0016754 | 0.011557 | 762
L112 | Cucuta(Belen)_220 - San_Mateo_220 | b78 | b14 | 0.0011755 | 0.009131 | 305
L113 | Cucuta(Belen)_220 - Tasajero_220 | b78 | b80 | 0.0017246 | 0.012699 | 310
L114 | Guatiguara_220 - Tasajero_220 | b84 | b80 | 0.014269 | 0.12787 | 376
L115 | Ocaña_220 - San_Mateo_220 | b79 | b14 | 0.016118 | 0.12782 | 333
L116 | Ocaña_220 - Palos_220 | b79 | b88 | 0.021507 | 0.17116 | 338
L117 | Palos_220 - Tasajero_220 | b88 | b80 | 0.014213 | 0.11133 | 312
L118 | San_Mateo_220 - Tasajero_220 | b14 | b80 | 0.0025801 | 0.019161 | 328
L119 | Barranca_220 - Sogamoso_220 | b81 | b87 | 0.0086488 | 0.053027 | 343
L120 | Bmanga_220 - Sogamoso_220 | b82 | b87 | 0.0073977 | 0.045356 | 343
L121 | Barranca_220 - Comuneros_220 | b81 | b83 | 0.001632 | 0.012046 | 308
L122 | Bmanga_220 - Guatiguara_220 | b82 | b84 | 0.0017865 | 0.012818 | 319
L123 | Bmanga_220 - Palos_220 | b82 | b88 | 0.0038179 | 0.023862 | 343
L124 | CiraInfanta_220 - Comuneros_220 | b85 | b83 | 0.0026828 | 0.01759 | 114
L125 | Comuneros_220 - Guatiguara_220 | b83 | b84 | 0.010331 | 0.09341 | 308
L126 | Comuneros_220 - Primavera_220 | b83 | b95 | 0.0082528 | 0.062694 | 617
L127 | Guatiguara_220 - Palos_220 | b84 | b88 | 0.0038878 | 0.03056 | 319
L128 | Guatiguara_220 - Primavera_220 | b84 | b95 | 0.018279 | 0.16044 | 373
L129 | Ocaña_500 - Sogamoso_500 | b77 | b86 | 0.0017808 | 0.021606 | 1650
L130 | Primavera_500 - Sogamoso_500 | b89 | b86 | 0.0015141 | 0.017963 | 1650
L131 | Ancon_EPM_220 - Ancon_ISA_220 | b105 | b90 | 2.2965e-05 | 0.00019157 | 800
L132 | Primavera_500 - San_Carlos_500 | b89 | b98 | 0.00084494 | 0.010734 | 2165
L133 | Jaguas_220 - Malena_220 | b99 | b112 | 0.0088837 | 0.075239 | 293
L134 | Playas_220 - Primavera_220 | b100 | b95 | 0.012008 | 0.10292 | 374
L135 | Ancon_EPM_220 - Miraflores_220 | b105 | b109 | 0.0024174 | 0.020302 | 296
L136 | Barbosa_220 - Guadalupe_220 | b101 | b102 | 0.0062041 | 0.051754 | 296
L137 | Barbosa_220 - Guatape_220 | b101 | b91 | 0.0044238 | 0.036902 | 296
L138 | Barbosa_220 - La_Tasajera_220 | b101 | b93 | 0.001459 | 0.014392 | 307
L139 | Barbosa_220 - Miraflores_220 | b101 | b109 | 0.0064302 | 0.05364 | 296
L140 | Barbosa_220 - Porce_220 | b101 | b103 | 0.0060281 | 0.052703 | 349
L141 | Barbosa_220 - El_Salto_220 | b101 | b110 | 0.0051028 | 0.044325 | 349
L142 | Bello_220 - La_Tasajera_220 | b107 | b93 | 0.0019339 | 0.016241 | 349
L143 | Bello_220 - El_Salto_220 | b107 | b110 | 0.0082432 | 0.068975 | 349
L144 | Envigado_220 - Guatape_220 | b108 | b91 | 0.0075876 | 0.063139 | 296
L145 | Envigado_220 - Occidente_220 | b108 | b94 | 0.0029109 | 0.028715 | 307
L146 | Envigado_220 - Oriente_220 | b108 | b104 | 0.0031745 | 0.026416 | 296
L147 | Guadalupe_220 - Occidente_220 | b102 | b94 | 0.0089756 | 0.081234 | 296
L148 | Guadalupe_220 - Porce_220 | b102 | b103 | 0.00022971 | 0.0020817 | 349
L149 | Guadalupe_220 - El_Salto_220 | b102 | b110 | 0.0010636 | 0.0089327 | 296
L150 | Guatape_220 - Jaguas_220 | b91 | b99 | 0.00098235 | 0.0086022 | 748
L151 | Guatape_220 - Miraflores_220 | b91 | b109 | 0.0062368 | 0.052026 | 296
L152 | Guatape_220 - Oriente_220 | b91 | b104 | 0.0045574 | 0.037923 | 296
L153 | Guatape_220 - Playas_220 | b91 | b100 | 0.0025576 | 0.021335 | 296
L154 | La_Tasajera_220 - Occidente_220 | b93 | b94 | 0.0023203 | 0.022888 | 307
L155 | Malena_220 - Primavera_220 | b112 | b95 | 0.0012056 | 0.0089544 | 293
L156 | Oriente_220 - Playas_220 | b104 | b100 | 0.0066175 | 0.055202 | 296
L157 | Porce_220 - El_Salto_220 | b103 | b110 | 0.0012251 | 0.011073 | 349
L158 | Guatape_220 - San_Carlos_220 | b91 | b97 | 0.001589 | 0.017922 | 880
L159 | La_Sierra_220 - Primavera_220 | b92 | b95 | 0.0085718 | 0.067376 | 309
L160 | La_Sierra_220 - San_Carlos_220 | b92 | b97 | 0.0048762 | 0.031995 | 309
L161 | Porce_III_500 - San_Carlos_500 | b111 | b98 | 0.001116 | 0.01403 | 1650
L162 | San_Carlos_220 - Ancon_ISA_220 | b97 | b90 | 0.005927 | 0.055267 | 740
L163 | La_Sierra_220 - Purnio_220 | b92 | b96 | 0.0056462 | 0.050059 | 750
L164 | Termo_Centro_220 - Primavera_220 | b106 | b95 | 0.00053687 | 0.0040948 | 674
L165 | Purnio_220 - San_Carlos_220 | b96 | b97 | 0.0054003 | 0.043514 | 738
L166 | Ancon_EPM_220 - Guayabal_220 | b105 | b113 | 0.0026982 | 0.024742 | 381
L167 | Bello_220 - Guayabal_220 | b107 | b113 | 0.0025022 | 0.023558 | 381
L168 | Cerromatoso_500 - Cerromatoso_220 | b16 | b68 | 1e-12 | 0.077084 | 360
L169 | Sabanalarga_500 - Sabanalarga_220 | b4 | b3 | 1e-12 | 0.034187 | 1350
L170 | Bolivar_500 - Bolivar_220 | b9 | b10 | 1e-12 | 0.049658 | 900
L171 | Bacata_500 - Bacata_220 | b18 | b17 | 1e-12 | 0.099752 | 450
L172 | Nva_Esperanza_500 - Nva_Esperanza_220 | b31 | b30 | 1e-12 | 0.10106 | 450
L173 | Virginia_500 - Virginia_220 | b37 | b36 | 1e-12 | 0.10184 | 450
L174 | San_Marcos_500 - San_Marcos_220 | b53 | b49 | 1e-12 | 0.10193 | 450
L175 | Copey_500 - Copey_220 | b59 | b57 | 1e-12 | 0.050331 | 900
L176 | Ocaña_500 - Ocaña_220 | b77 | b79 | 1e-12 | 0.037601 | 720
L177 | Sogamoso_500 - Sogamoso_220 | b86 | b87 | 1e-12 | 0.033193 | 1350
L178 | San_Carlos_500 - San_Carlos_220 | b98 | b97 | 1e-12 | 0.034043 | 1350
L179 | Primavera_500 - Primavera_220 | b89 | b95 | 1e-12 | 0.099665 | 450
L180 | Chinu_220 - Chinu_500 | b118 | b66 | 1e-12 | 0.096093 | 450
TR1 | Bacata_500/Bmanga_220 | b18 | b82 | 1e-12 | 0.077084 | 360
TR2 | Caracoli_220/Tebsa_220 | b6 | b5 | 1e-12 | 0.034187 | 1350
TR3 | Cartagena_220/Ternera_220 | b11 | b12 | 1e-12 | 0.049658 | 900
TR4 | Guavio_220/Circo_220 | b21 | b19 | 1e-12 | 0.51525 | 450
TR5 | Noroeste_220/Mesa_220 | b23 | b22 | 1e-12 | 0.51525 | 450
TR6 | Virginia_500/Virginia_220 | b37 | b36 | 1e-12 | 0.10106 | 450
TR7 | Betania_220/Paez_220 | b44 | b43 | 1e-12 | 0.52605 | 450
TR8 | Cartago_220/Santa_Marta_220 | b55 | b62 | 1e-12 | 0.050922 | 900
TR9 | Guajira_220/Copey_220 | b61 | b57 | 1e-12 | 0.5265 | 450
TR10 | Chinu_500/Urra_220 | b66 | b67 | 1e-12 | 0.099927 | 450
TR11 | Banadia_220/Uraba_220 | b71 | b69 | 1e-12 | 0.050331 | 900
TR12 | Tasajero_220/Guatiguara_220 | b80 | b84 | 1e-12 | 0.49635 | 450
TR13 | Primavera_220/San_Carlos_220 | b95 | b97 | 1e-12 | 0.037601 | 720
TR14 | Bello_220/Envigado_220 | b107 | b108 | 1e-12 | 0.033193 | 1350
TR15 | El_Salto_220/Malena_220 | b110 | b112 | 1e-12 | 0.047916 | 900
Note on B1: aaave: Line name
Note on C1: aaave: From bus number
Note on D1: aaave: To bus number
Note on E1: aaave: Resistance (DEAFULT: must input; p.u.)
Note on F1: aaave: Reactance (DEAFULT: must input; p.u.)
Note on G1: aaave: Flow limit A (DEFAULT: 0; MVA)

## Load
Load_index | Load_Name | Bus_index | P_MW | Min_P | Max_P | controllable
C1 | lod SALAMEC1 | b4 | 21.461 | 0 | 21.461 | 1
C2 | lod CUATRIC2 | b7 | 0 | 0 | 0 | 1
C3 | lod BAYUNCA6 | b9 | 19.5431 | 0 | 19.5431 | 1
C4 | lod COROZO_2 | b15 | 0 | 0 | 0 | 1
C5 | lod SAN_MTO2 | b29 | 78.4405 | 0 | 78.4405 | 1
C6 | lod SALVAJI2 | b56 | 0.27109 | 0 | 0.27109 | 1
C7 | lod FUNDACI1 | b58 | 35.7583 | 0 | 35.7583 | 1
C8 | lod GUAJIRA2 | b61 | 5.5046 | 0 | 5.5046 | 1
C9 | lod PTODRM21 | b115 | 9.64 | 0 | 9.64 | 1
C10 | lod TIEALTA1 | b67 | 13.4582 | 0 | 13.4582 | 1
C11 | lod SAMORE_2 | b73 | 0.69918 | 0 | 0.69918 | 1
C12 | lod TOLEDO_2 | b74 | 12.5913 | 0 | 12.5913 | 1
C13 | lod DUITAMA1 | b76 | 19.0624 | 0 | 19.0624 | 1
C14 | lod SA Tasajero | b80 | 0 | 0 | 0 | 1
C15 | lod SN_MATE1 | b14 | 70.4952 | 0 | 70.4952 | 1
C16 | lod ECOPETR2 | b83 | 0 | 0 | 0 | 1
C17 | lod CIRAINF2 | b85 | 59 | 0 | 59 | 1
C18 | lod MALENA_2 | b112 | 13.9752 | 0 | 13.9752 | 1
C19 | lod GUATAPE1 | b91 | 2.3252 | 0 | 2.3252 | 1
C20 | lod GUADALU4 | b102 | 3.3454 | 0 | 3.3454 | 1
C21 | lod SA Jaguas | b99 | 0 | 0 | 0 | 1
C22 | lod EL_RIO_3-lod EL_RIO32-lod MAGDALE3-lod EL_RIO_1-lod PIZANO_3 | b116 | 72.7553 | 0 | 72.7553 | 1
C23 | lod BOSQUE62-lod CHAMBAC6-lod BOCAGRA6-lod BOSQUE61-lod BOSQUE63 | b8 | 170.0478 | 0 | 170.0478 | 1
C24 | lod PRCIPAL1-lod RFRIO__1-lod BUCMANG1-lod FLORID_1-lod FLORID_3-lod BOSQUE32-lod BOSQUE31-lod BMANGA31 | b82 | 77.3357 | 0 | 77.3357 | 1
C25 | lod OIBA___1-lod SAN_GIL1-lod PIEDECU1 | b84 | 50.2364 | 0 | 50.2364 | 1
C26 | lod PRCIPAL1-lod PALOS__1-lod PALOS__3-lod NORTB1_3-lod PRINPAL3-lod CONUCO32-lod HAMACA31-lod PALMAS_3-lod NORTB2_3-lod BAVARI31 | b88 | 37.3955 | 0 | 37.3955 | 1
C27 | lod EL_SIET1-lod CERTEGU1-lod ITSMINA1-lod QUIBDO_1 | b36 | 39.1788 | 0 | 39.1788 | 1
C28 | lod RIO_CLA1-lod CALIZAS1 | b97 | 4.8189 | 0 | 4.8189 | 1
C29 | lod COCORNA1-lod PALAGUA1-lod PTO_BOY1-lod VASCONI1-lod TEXAS__1 | b92 | 42.6789 | 0 | 42.6789 | 1
C30 | lod CONTEC21-lod MAMONAL6-lod MEMBRIL6 | b10 | 51.7683 | 0 | 51.7683 | 1
C31 | lod COLOMBI1-lod BELEN__1-lod CABANAS1-lod HORIZON1-lod ZAMORA_1-lod ANTIOQU1-lod CHORODO1-lod S_JERON1 | b94 | 240.934 | 0 | 240.934 | 1
C32 | lod DORADA_2-lod DORADA_1-lod GUADUER1 | b96 | 27.0176 | 0 | 27.0176 | 1
C33 | lod PTO_NAR1-lod PLAYAS_2-lod PLAYAS_4-lod PTO_INM1-lod MORICHE1 | b100 | 16.0699 | 0 | 16.0699 | 1
C34 | lod BARBOSA1-lod GIRARDT1-lod ENKA___1 | b101 | 50.3979 | 0 | 50.3979 | 1
C35 | lod RIONEGR1-lod CORDOVA1-lod ORIENTE1-lod LACEJA_1-lod ORIENTE4-lod RPIEDRA1-lod SONSON_1 | b104 | 159.9846 | 0 | 159.9846 | 1
C36 | lod ANCONSU1-lod ANCONSU4-lod AMAGA__1-lod BOLOMBO1-lod HISPANI1 | b105 | 131.5019 | 0 | 131.5019 | 1
C37 | lod BELLO__1-lod CASTILL1-lod RIOGRAN1 | b107 | 126.9718 | 0 | 126.9718 | 1
C38 | lod ENVIGAD1-lod ITAGUI_1-lod RODEO__1-lod ENVIGAD4 | b108 | 147.1715 | 0 | 147.1715 | 1
C39 | lod MIRAFLO1-lod P_BLANC1-lod SN_DIEG1-lod V_HERMO1 | b109 | 143.5761 | 0 | 143.5761 | 1
C40 | lod YARUMAL1-lod PORCE__1-lod SALTEPM4-lod TIGRE__1-lod CRUZADA1 | b110 | 71.9881 | 0 | 71.9881 | 1
C41 | lod CENTRAL1-lod POBLADO1-lod GUAYABA1-lod SIMESA_1 | b113 | 195.5003 | 0 | 195.5003 | 1
C42 | lod SA Candelaria-lod ARGOS__1-lod NV_COSP1-lod NV_COSP1 | b13 | 51.7693 | 0 | 51.7693 | 1
C43 | lod PANAMA_5-lod CAUCASI1-lod M_LIBAN3-lod PLANETA1-lod CERROMT3 | b16 | 77.5793 | 0 | 77.5793 | 1
C44 | lod CALLE511-lod CALLE671-lod CARRERA1-lod SAN_JOS7-lod USME___1-lod VICTORI1-lod CALLE1_1-lod CAQUEZA1-lod CONCORD1 | b19 | 287.8747 | 0 | 287.8747 | 1
C45 | lod GUACAB22-lod COLEGIO1-lod GUACAB_2 | b20 | 22.914 | 0 | 22.914 | 1
C46 | lod STAMAR11-lod STAMAR12-lod MAMBITA1-lod GUAVIO_1-lod UBALA__1 | b21 | 12.1698 | 0 | 12.1698 | 1
C47 | lod PORTUGA1-lod TERMIN_1-lod BOLIVIA1-lod TIBABUY1-lod FLORCOD1-lod NOROEST1-lod TENJO__1 | b23 | 230.9327 | 0 | 230.9327 | 1
C48 | lod SA1 Flores-lod SA2 Flores-lod RIOMAR_32-lod CENTRO_1-lod LFLORES3-lod OASIS__1-lod RIOMAR_3-lod SILENCI3 | b1 | 290.3539 | 0 | 290.3539 | 1
C49 | lod SRAFAEL1-lod ARANJUE1-lod AUTOPIS1-lod CASTELL1-lod SUBA___1-lod TORCAEE1-lod USAQUEN1-lod LACALER1-lod MORATO_1-lod LAESPZA1-lod TORCAE12 | b25 | 370.6316 | 0 | 370.6316 | 1
C50 | lod BOSA___1-lod CHICALA1-lod MUZU___1-lod SALITRE1-lod SAN_FAC7-lod SNCA_EE1-lod TUNAL__1-lod TUNAL__2-lod VERAGUA1-lod GORGONZ7-lod INDUMIL7-lod LA_PAZ_1-lod PAVCO__1-lod MUNA2__7 | b26 | 572.5729 | 0 | 572.5729 | 1
C51 | lod FONTIBO1-lod MOSQUER1-lod BALSILL1-lod BALSILL2-lod FACATA_1-lod VILLETA1 | b28 | 278.5254 | 0 | 278.5254 | 1
C52 | lod MUNA___2-lod TECHO__1-lod MUNA___1-lod SALTO__1-lod BAVABOG1-lod SALTO_I1 | b30 | 115.1725 | 0 | 115.1725 | 1
C53 | lod COMPART1-lod MUNA3__1-lod SIDEMU_1-lod SAUCES_1 | b31 | 38.1017 | 0 | 38.1017 | 1
C54 | lod ENEA___1-lod MANIZAL1-lod PERALON1-lod ACASA__1 | b32 | 102.9915 | 0 | 102.9915 | 1
C55 | lod NORTE__1-lod DEACERO2-lod NBARRAN7-lod JUANMIN1-lod NVABRRQ1 | b2 | 30.9926 | 0 | 30.9926 | 1
C56 | lod MANZA_C1-lod MARIQUI1-lod SAN_FEL1-lod VICTO_C1 | b33 | 42.9198 | 0 | 42.9198 | 1
C57 | lod INSULA_1-lod IRRA___1-lod SALAMIN1-lod VITERBO1-lod RIOSUCI1-lod BCAFE__1 | b34 | 70.1345 | 0 | 70.1345 | 1
C58 | lod ALTAMIR1-lod FLORENC1-lod PITALIT1-lod DONCELL1-lod LAPLATA1 | b39 | 96.1502 | 0 | 96.1502 | 1
C59 | lod SMARTIN1-lod JAMONDI2-lod CATAMBU1-lod IPIALES3-lod JAMONDI1-lod PASTO__1-lod RIO_MAY1-lod TUMACO_1-lod JUNIN__1-lod JARDINE1 | b40 | 151.0048 | 0 | 151.0048 | 1
C60 | lod POPAYA11-lod SANBERN1-lod ELZAQUE1-lod POPAYA12-lod GUAPI__1-lod OLAYA__1 | b41 | 88.4099 | 0 | 88.4099 | 1
C61 | lod TERNIUM2-lod NBARANO1-lod SABANA_2-lod SABANA_7 | b3 | 68.0327 | 0 | 68.0327 | 1
C62 | lod PAEZ___1-lod SANTAND1-lod PROPAL11 | b43 | 87.7714 | 0 | 87.7714 | 1
C63 | lod HOBO___1-lod ORIENT_1-lod BETANIA1-lod NEIVA__1-lod SEBORUC1-lod SESUR__1-lod TENAY__1 | b44 | 142.1311 | 0 | 142.1311 | 1
C64 | lod FLANDES2-lod FLANDES3-lod GUALAND1-lod BRISAS_1-lod DIAMANT1-lod FLANDES1-lod LANCERO1-lod MIROLIN1-lod PAPAYO_1 | b45 | 225.8418 | 0 | 225.8418 | 1
C65 | lod TULUNI_1-lod PRADO__1 | b46 | 31.8545 | 0 | 31.8545 | 1
C66 | lod MOCOA__2-lod MOCOA__1-lod CAICEDO1-lod YARUMO_1-lod YARUMO12 | b47 | 27.8692 | 0 | 27.8692 | 1
C67 | lod ARROYOH1-lod YUMBO_12-lod GUACHA12-lod CHIPICH1-lod CAMPINA1-lod PALSECA1-lod BUENAVE1-lod B_MALAG1-lod CERRITO1-lod CODAZZI1-lod ELPAILO1-lod GUACHA11-lod PALMIRA1-lod SUCROMI1-lod YUMBO_11-lod PROPAL21-lod CHIPIC12-lod SA Bajo | b48 | 396.9083 | 0 | 396.9083 | 1
C68 | lod TULUA_12-lod TULUA_11 | b49 | 52.6014 | 0 | 52.6014 | 1
C69 | lod JAMUNDI1-lod LADERA_1-lod SN_ANTO1-lod PANCE__1-lod PAPELCA1-lod ALFEREZ1-lod SN_ANT12 | b52 | 134.6947 | 0 | 134.6947 | 1
C70 | lod BUGA___1-lod CALIMA_1 | b53 | 50.7559 | 0 | 50.7559 | 1
C71 | lod PAPELES1-lod PAVAS__1-lod CARTAG12-lod CARTAG11-lod LAUNION1-lod ZARZAL_1 | b55 | 109.0395 | 0 | 109.0395 | 1
C72 | lod ECOCOP21-lod COPEY__3 | b57 | 29.1487 | 0 | 29.1487 | 1
C73 | lod TEBSA_12-lod SA Tebsa-lod CORDIAL1-lod UNION__3-lod VTEJULI1-lod TEBSA__1-lod VTEJUL21 | b5 | 250.5829 | 0 | 250.5829 | 1
C74 | lod CUESTEC1-lod MAICAO_1-lod MINA_IN1-lod RIOHACH1 | b60 | 143.5217 | 0 | 143.5217 | 1
C75 | lod GAIRA__1-lod LIBERTA1-lod MANZANA1-lod SANTAMA1-lod SNTAMA12 | b62 | 195.4868 | 0 | 195.4868 | 1
C76 | lod CIENAGA1-lod RIOCORD1-lod PTO_NVO1 | b65 | 49.309 | 0 | 49.309 | 1
C77 | lod CARACOL1-lod MALAMBO1-lod ACESCO_1-lod CCRECEM1-lod MALAMBO2 | b6 | 68.1033 | 0 | 68.1033 | 1
C78 | lod CHINUCC1-lod SANMARC1 | b66 | 62.8219 | 0 | 62.8219 | 1
C79 | lod SA Gecelca-lod URE1___1-lod GECSERA1 | b68 | 153.66 | 0 | 153.66 | 1
C80 | lod NCOLONI1-lod APRTADO1-lod URABA__1-lod CAUCHER1 | b69 | 72.2223 | 0 | 72.2223 | 1
C81 | lod BOSTON_1-lod MAGANG_1-lod SINCE__1-lod MOMPOX_1-lod MOJANA_1 | b118 | 121.4135 | 0 | 121.4135 | 1
C82 | lod CERETE_1-lod MONTERI1-lod RIOSINU1 | b119 | 119.7323 | 0 | 119.7323 | 1
C83 | lod BANADIA1-lod TAME___1 | b71 | 13.8772 | 0 | 13.8772 | 1
C84 | lod CANLARA3-lod CANLOXY3 | b72 | 70.1447 | 0 | 70.1447 | 1
C85 | lod BARBO_12-lod CHIQUIN1-lod CIMITAR1-lod DIACO__1-lod PAIPA__1-lod TUNJA__1-lod STAROSA1-lod JENESAN1-lod MUISCAS1-lod SUAITA_1-lod ARICAUR1 | b75 | 129.8788 | 0 | 129.8788 | 1
C86 | lod BOAVIT11-lod BOAVIT12-lod PAZARIP1-lod RAMADA_1-lod SIDENAL1-lod ACERIPR1-lod BAVARIA1-lod CEMENPR1-lod HOLCIM_1-lod S_ANTON1-lod YOPAL__1-lod YOPALOS1-lod SANLUIS1-lod SROSLIA1-lod ELHUCHE1 | b120 | 155.4366 | 0 | 155.4366 | 1
C87 | lod AYACUCH1-lod ECOPETR1-lod BUTURAM1 | b77 | 12.7765 | 0 | 12.7765 | 1
C88 | lod INSUL__1-lod CUCUTA_1-lod TIBU___1-lod ZULIA__1-lod SEVILLA1-lod SEVILL12 | b78 | 108.8117 | 0 | 108.8117 | 1
C89 | lod AGUACHI1-lod CONVENC1-lod OCANA__1-lod SNALBER1 | b79 | 55.0935 | 0 | 55.0935 | 1
C90 | lod GAMBOTE6-lod TERNERA6-lod ZARAGOC6-lod CALAMAR6-lod COSPIQU6-lod TERNERA1-lod TUBOCAR1-lod VILLAES6-lod ZARAGO26-lod TERNER71-lod ELCARMN6-lod SNJACIN6-lod ZAMBRAN6-lod COVENAS1-lod SIEFLOR1-lod TOLUVIE1 | b12 | 326.5301 | 0 | 326.5301 | 1
C91 | lod CHIA___1-lod EL_SOL_2-lod EL_SOL_1-lod SESQUIL1-lod SIMIJAC1-lod TZIPAQU1-lod ZIPAQUI1-lod GRASAB_1-lod REFISAL1-lod FAMILIA1-lod DIACOC_1-lod PELDAR_1-lod UBATE__1-lod LEONA__1-lod AGAFANO1 | b17 | 259.1809 | 0 | 259.1809 | 1
C92 | lod JAGUEY21-lod COROCO21-lod GUATEQU1-lod GUATEQU2-lod AGUACLA1-lod AAZUL_11 | b27 | 161.0806 | 0 | 161.0806 | 1
C93 | lod ARMENIA1-lod REGIVIT1-lod TEBAIDA1-lod CAJAMAR1-lod CUBA___1-lod ROSA__11-lod DOSQUEB1-lod HERMOSA1-lod ROSA__12 | b38 | 204.1203 | 0 | 204.1203 | 1
C94 | lod ALFEII71-lod MELENDE1-lod AGUABLA1-lod DIESEL_1-lod CARMEL11-lod SAN_LUI1-lod JUANCH12-lod CANDELA1-lod JUANCH11-lod SIDELPA1-lod JUANCH13 | b50 | 377.2584 | 0 | 377.2584 | 1
C95 | lod SANJUAN1-lod DRUMMON5-lod LALOMA_1-lod ELBANCO1-lod ELPASO_1-lod LAJAGUA1-lod CODZZI_1-lod GUATAPU3-lod SALGUER3-lod VALLEDP3-lod VALLEDP7-lod VALLED27 | b63 | 283.68 | 0 | 283.68 | 1
C96 | lod SAN_JDG1-lod VILLAVI2-lod GRANADA1-lod GUAMAL_1-lod BARZAL_1-lod OCOA___1-lod VILLAVI1-lod SNFER__1-lod ALTILLA1-lod CATAMA_1-lod PTO_LOP1-lod SURIA__1-lod CAMPBON1 | b70 | 282.8694 | 0 | 282.8694 | 1
C97 | lod WILCHES1-lod PARNAS32-lod BAIRES32-lod PARNAS31-lod BAIRES31-lod BARRAN31-lod BARRAN32-lod SAN_SI31-lod YARIGUI1-lod BVISTA_1-lod CONDOR_1-lod LIZAMA_1-lod PALENQU1-lod REALMIN1-lod SBNTORR1-lod CONUCO31-lod PALENQ31-lod CODIES31-lod REALMI31-lod SUR___31 | b81 | 225.7243 | 0 | 225.7243 | 1

## Sys_Load
Load_index | 0 | 1 | 2 | 3 | 4 | 5 | 6 | 7 | 8 | 9 | 10 | 11 | 12 | 13 | 14 | 15 | 16 | 17 | 18 | 19 | 20 | 21 | 22 | 23
C1 | 15.6914 | 15.0959 | 14.6622 | 14.3844 | 14.5824 | 14.8763 | 15.492 | 16.8631 | 17.8869 | 18.6212 | 19.3216 | 19.8302 | 19.637 | 19.397 | 19.4254 | 19.4462 | 19.1084 | 18.5865 | 19.4317 | 20.1719 | 19.815 | 18.9845 | 17.7069 | 16.4027
C2 | 0 | 0 | 0 | 0 | 0 | 0 | 0 | 0 | 0 | 0 | 0 | 0 | 0 | 0 | 0 | 0 | 0 | 0 | 0 | 0 | 0 | 0 | 0 | 0
C3 | 14.2891 | 13.7468 | 13.3519 | 13.0989 | 13.2792 | 13.5469 | 14.1075 | 15.3561 | 16.2884 | 16.9571 | 17.5949 | 18.058 | 17.8821 | 17.6636 | 17.6894 | 17.7084 | 17.4007 | 16.9255 | 17.6951 | 18.3692 | 18.0442 | 17.2879 | 16.1245 | 14.9368
C4 | 0 | 0 | 0 | 0 | 0 | 0 | 0 | 0 | 0 | 0 | 0 | 0 | 0 | 0 | 0 | 0 | 0 | 0 | 0 | 0 | 0 | 0 | 0 | 0
C5 | 57.3526 | 55.1758 | 53.5907 | 52.5753 | 53.299 | 54.3733 | 56.6236 | 61.6351 | 65.377 | 68.061 | 70.621 | 72.4799 | 71.7736 | 70.8966 | 71.0004 | 71.0764 | 69.8416 | 67.9341 | 71.0233 | 73.7289 | 72.4242 | 69.3888 | 64.7192 | 59.9522
C6 | 0.19821 | 0.19069 | 0.18521 | 0.1817 | 0.1842 | 0.18792 | 0.19569 | 0.21301 | 0.22595 | 0.23522 | 0.24407 | 0.25049 | 0.24805 | 0.24502 | 0.24538 | 0.24564 | 0.24138 | 0.23478 | 0.24546 | 0.25481 | 0.2503 | 0.23981 | 0.22367 | 0.2072
C7 | 26.145 | 25.1527 | 24.4301 | 23.9672 | 24.2971 | 24.7869 | 25.8127 | 28.0973 | 29.8031 | 31.0266 | 32.1936 | 33.041 | 32.7191 | 32.3193 | 32.3666 | 32.4013 | 31.8384 | 30.9688 | 32.377 | 33.6104 | 33.0157 | 31.632 | 29.5032 | 27.3301
C8 | 4.0248 | 3.872 | 3.7608 | 3.6895 | 3.7403 | 3.8157 | 3.9736 | 4.3253 | 4.5879 | 4.7762 | 4.9559 | 5.0863 | 5.0368 | 4.9752 | 4.9825 | 4.9878 | 4.9012 | 4.7673 | 4.9841 | 5.174 | 5.0824 | 4.8694 | 4.5417 | 4.2072
C9 | 7.0484 | 6.7809 | 6.5861 | 6.4613 | 6.5502 | 6.6822 | 6.9588 | 7.5747 | 8.0346 | 8.3644 | 8.679 | 8.9075 | 8.8207 | 8.7129 | 8.7256 | 8.735 | 8.5832 | 8.3488 | 8.7285 | 9.061 | 8.9006 | 8.5276 | 7.9537 | 7.3679
C10 | 9.8401 | 9.4666 | 9.1947 | 9.0205 | 9.1446 | 9.329 | 9.7151 | 10.5749 | 11.2169 | 11.6774 | 12.1166 | 12.4355 | 12.3144 | 12.1639 | 12.1817 | 12.1948 | 11.9829 | 11.6556 | 12.1856 | 12.6498 | 12.426 | 11.9052 | 11.104 | 10.2862
C11 | 0.51121 | 0.49181 | 0.47768 | 0.46863 | 0.47508 | 0.48466 | 0.50471 | 0.54939 | 0.58274 | 0.60666 | 0.62948 | 0.64605 | 0.63975 | 0.63194 | 0.63286 | 0.63354 | 0.62253 | 0.60553 | 0.63307 | 0.65718 | 0.64555 | 0.6185 | 0.57687 | 0.53438
C12 | 9.2062 | 8.8568 | 8.6024 | 8.4394 | 8.5555 | 8.728 | 9.0892 | 9.8937 | 10.4943 | 10.9251 | 11.3361 | 11.6345 | 11.5211 | 11.3803 | 11.397 | 11.4092 | 11.211 | 10.9048 | 11.4006 | 11.8349 | 11.6255 | 11.1383 | 10.3887 | 9.6235
C13 | 13.9376 | 13.4086 | 13.0234 | 12.7767 | 12.9526 | 13.2136 | 13.7605 | 14.9784 | 15.8877 | 16.54 | 17.1621 | 17.6138 | 17.4422 | 17.2291 | 17.2543 | 17.2728 | 16.9727 | 16.5091 | 17.2598 | 17.9174 | 17.6003 | 16.8627 | 15.7279 | 14.5694
C14 | 0 | 0 | 0 | 0 | 0 | 0 | 0 | 0 | 0 | 0 | 0 | 0 | 0 | 0 | 0 | 0 | 0 | 0 | 0 | 0 | 0 | 0 | 0 | 0
C15 | 51.5433 | 49.587 | 48.1624 | 47.2499 | 47.9003 | 48.8658 | 50.8882 | 55.3921 | 58.755 | 61.167 | 63.4678 | 65.1383 | 64.5036 | 63.7155 | 63.8087 | 63.877 | 62.7673 | 61.053 | 63.8293 | 66.2609 | 65.0884 | 62.3604 | 58.1638 | 53.8796
C16 | 0 | 0 | 0 | 0 | 0 | 0 | 0 | 0 | 0 | 0 | 0 | 0 | 0 | 0 | 0 | 0 | 0 | 0 | 0 | 0 | 0 | 0 | 0 | 0
C17 | 43.1385 | 41.5011 | 40.3089 | 39.5451 | 40.0895 | 40.8975 | 42.5901 | 46.3596 | 49.1742 | 51.1929 | 53.1185 | 54.5166 | 53.9854 | 53.3258 | 53.4038 | 53.461 | 52.5322 | 51.0975 | 53.421 | 55.4561 | 54.4748 | 52.1917 | 48.6793 | 45.0938
C18 | 10.2181 | 9.8303 | 9.5479 | 9.367 | 9.4959 | 9.6873 | 10.0883 | 10.9811 | 11.6478 | 12.126 | 12.5821 | 12.9133 | 12.7874 | 12.6312 | 12.6497 | 12.6632 | 12.4432 | 12.1034 | 12.6538 | 13.1358 | 12.9034 | 12.3626 | 11.5306 | 10.6813
C19 | 1.7001 | 1.6356 | 1.5886 | 1.5585 | 1.5799 | 1.6118 | 1.6785 | 1.827 | 1.9379 | 2.0175 | 2.0934 | 2.1485 | 2.1276 | 2.1016 | 2.1046 | 2.1069 | 2.0703 | 2.0137 | 2.1053 | 2.1855 | 2.1468 | 2.0569 | 1.9184 | 1.7771
C20 | 2.446 | 2.3532 | 2.2856 | 2.2423 | 2.2731 | 2.3189 | 2.4149 | 2.6286 | 2.7882 | 2.9027 | 3.0119 | 3.0912 | 3.061 | 3.0236 | 3.0281 | 3.0313 | 2.9786 | 2.8973 | 3.029 | 3.1444 | 3.0888 | 2.9593 | 2.7602 | 2.5569
C21 | 0 | 0 | 0 | 0 | 0 | 0 | 0 | 0 | 0 | 0 | 0 | 0 | 0 | 0 | 0 | 0 | 0 | 0 | 0 | 0 | 0 | 0 | 0 | 0
C22 | 53.1958 | 51.1768 | 49.7065 | 48.7647 | 49.436 | 50.4324 | 52.5197 | 57.168 | 60.6387 | 63.1281 | 65.5026 | 67.2267 | 66.5716 | 65.7582 | 65.8545 | 65.925 | 64.7797 | 63.0104 | 65.8757 | 68.3852 | 67.1751 | 64.3597 | 60.0285 | 55.6071
C23 | 124.3322 | 119.6132 | 116.1769 | 113.9757 | 115.5446 | 117.8735 | 122.7519 | 133.6162 | 141.7281 | 147.5465 | 153.0962 | 157.126 | 155.5949 | 153.6938 | 153.9187 | 154.0835 | 151.4066 | 147.2714 | 153.9683 | 159.8337 | 157.0054 | 150.4251 | 140.302 | 129.9679
C24 | 56.5448 | 54.3987 | 52.8359 | 51.8348 | 52.5483 | 53.6075 | 55.8261 | 60.7671 | 64.4563 | 67.1024 | 69.6264 | 71.4591 | 70.7627 | 69.8981 | 70.0004 | 70.0754 | 68.8579 | 66.9773 | 70.023 | 72.6905 | 71.4042 | 68.4116 | 63.8077 | 59.1079
C25 | 36.7308 | 35.3367 | 34.3216 | 33.6713 | 34.1348 | 34.8228 | 36.264 | 39.4736 | 41.87 | 43.5889 | 45.2284 | 46.4189 | 45.9666 | 45.405 | 45.4714 | 45.5201 | 44.7293 | 43.5076 | 45.4861 | 47.2189 | 46.3833 | 44.4393 | 41.4487 | 38.3958
C26 | 27.3421 | 26.3043 | 25.5486 | 25.0646 | 25.4096 | 25.9217 | 26.9946 | 29.3837 | 31.1676 | 32.4472 | 33.6676 | 34.5538 | 34.2171 | 33.799 | 33.8485 | 33.8847 | 33.2961 | 32.3867 | 33.8594 | 35.1493 | 34.5273 | 33.0802 | 30.854 | 28.5814
C27 | 28.646 | 27.5587 | 26.767 | 26.2598 | 26.6213 | 27.1579 | 28.2819 | 30.785 | 32.6539 | 33.9945 | 35.2731 | 36.2016 | 35.8488 | 35.4108 | 35.4626 | 35.5006 | 34.8839 | 33.9311 | 35.4741 | 36.8255 | 36.1738 | 34.6577 | 32.3254 | 29.9444
C28 | 3.5234 | 3.3897 | 3.2923 | 3.2299 | 3.2744 | 3.3404 | 3.4786 | 3.7865 | 4.0164 | 4.1812 | 4.3385 | 4.4527 | 4.4093 | 4.3555 | 4.3618 | 4.3665 | 4.2906 | 4.1734 | 4.3632 | 4.5294 | 4.4493 | 4.2628 | 3.9759 | 3.6831
C29 | 31.2051 | 30.0207 | 29.1583 | 28.6058 | 28.9996 | 29.5841 | 30.8085 | 33.5352 | 35.5712 | 37.0315 | 38.4244 | 39.4358 | 39.0515 | 38.5743 | 38.6308 | 38.6722 | 38.0003 | 36.9624 | 38.6432 | 40.1154 | 39.4055 | 37.754 | 35.2132 | 32.6196
C30 | 37.851 | 36.4143 | 35.3682 | 34.6981 | 35.1757 | 35.8847 | 37.3699 | 40.6773 | 43.1469 | 44.9182 | 46.6077 | 47.8345 | 47.3684 | 46.7896 | 46.8581 | 46.9083 | 46.0933 | 44.8344 | 46.8732 | 48.6588 | 47.7978 | 45.7945 | 42.7127 | 39.5666
C31 | 176.1614 | 169.4752 | 164.6064 | 161.4876 | 163.7106 | 167.0103 | 173.9223 | 189.3155 | 200.8089 | 209.0528 | 216.916 | 222.6256 | 220.4562 | 217.7626 | 218.0813 | 218.3148 | 214.522 | 208.663 | 218.1516 | 226.4621 | 222.4547 | 213.1314 | 198.7883 | 184.1463
C32 | 19.7542 | 19.0044 | 18.4585 | 18.1087 | 18.358 | 18.728 | 19.5031 | 21.2293 | 22.5181 | 23.4426 | 24.3243 | 24.9646 | 24.7213 | 24.4193 | 24.455 | 24.4812 | 24.0559 | 23.3988 | 24.4629 | 25.3948 | 24.9454 | 23.8999 | 22.2915 | 20.6496
C33 | 11.7497 | 11.3037 | 10.979 | 10.771 | 10.9193 | 11.1393 | 11.6004 | 12.6271 | 13.3937 | 13.9435 | 14.468 | 14.8488 | 14.7041 | 14.5244 | 14.5457 | 14.5613 | 14.3083 | 13.9175 | 14.5504 | 15.1047 | 14.8374 | 14.2156 | 13.2589 | 12.2823
C34 | 36.8489 | 35.4503 | 34.4319 | 33.7795 | 34.2445 | 34.9347 | 36.3805 | 39.6004 | 42.0046 | 43.729 | 45.3738 | 46.5682 | 46.1144 | 45.5509 | 45.6176 | 45.6664 | 44.8731 | 43.6475 | 45.6323 | 47.3707 | 46.5324 | 44.5822 | 41.5819 | 38.5192
C35 | 116.9744 | 112.5347 | 109.3017 | 107.2308 | 108.7068 | 110.8979 | 115.4876 | 125.709 | 133.3409 | 138.8149 | 144.0362 | 147.8275 | 146.387 | 144.5984 | 144.81 | 144.9651 | 142.4466 | 138.5561 | 144.8567 | 150.375 | 147.7141 | 141.5232 | 131.9991 | 122.2766
C36 | 96.149 | 92.4997 | 89.8423 | 88.14 | 89.3533 | 91.1543 | 94.9269 | 103.3285 | 109.6016 | 114.1011 | 118.3929 | 121.5092 | 120.3251 | 118.855 | 119.0289 | 119.1564 | 117.0863 | 113.8884 | 119.0673 | 123.6031 | 121.4159 | 116.3273 | 108.4988 | 100.5072
C37 | 92.8367 | 89.3131 | 86.7473 | 85.1037 | 86.2752 | 88.0141 | 91.6567 | 99.7689 | 105.826 | 110.1704 | 114.3143 | 117.3233 | 116.18 | 114.7605 | 114.9284 | 115.0515 | 113.0527 | 109.965 | 114.9655 | 119.3451 | 117.2333 | 112.3199 | 104.7611 | 97.0448
C38 | 107.606 | 103.5218 | 100.5478 | 98.6427 | 100.0005 | 102.0161 | 106.2382 | 115.641 | 122.6616 | 127.6973 | 132.5004 | 135.9881 | 134.6629 | 133.0175 | 133.2122 | 133.3549 | 131.0381 | 127.4592 | 133.2552 | 138.3315 | 135.8837 | 130.1886 | 121.4273 | 112.4835
C39 | 104.9772 | 100.9928 | 98.0914 | 96.2328 | 97.5575 | 99.5239 | 103.6429 | 112.8159 | 119.665 | 124.5776 | 129.2634 | 132.6659 | 131.3731 | 129.7679 | 129.9578 | 130.097 | 127.8369 | 124.3453 | 129.9998 | 134.9521 | 132.5641 | 127.0081 | 118.4609 | 109.7355
C40 | 52.6348 | 50.6371 | 49.1824 | 48.2505 | 48.9147 | 49.9006 | 51.9658 | 56.5651 | 59.9992 | 62.4624 | 64.8118 | 66.5178 | 65.8696 | 65.0648 | 65.16 | 65.2298 | 64.0965 | 62.3459 | 65.181 | 67.664 | 66.4667 | 63.681 | 59.3955 | 55.0206
C41 | 142.9421 | 137.5167 | 133.5661 | 131.0354 | 132.8391 | 135.5166 | 141.1252 | 153.6157 | 162.9418 | 169.631 | 176.0114 | 180.6444 | 178.8841 | 176.6984 | 176.957 | 177.1465 | 174.069 | 169.3147 | 177.0141 | 183.7574 | 180.5058 | 172.9405 | 161.3022 | 149.4213
C42 | 37.8516 | 36.415 | 35.3688 | 34.6987 | 35.1763 | 35.8853 | 37.3705 | 40.678 | 43.1476 | 44.919 | 46.6085 | 47.8354 | 47.3692 | 46.7904 | 46.8589 | 46.9091 | 46.0941 | 44.8352 | 46.874 | 48.6597 | 47.7986 | 45.7953 | 42.7135 | 39.5673
C43 | 56.7229 | 54.57 | 53.0023 | 51.9981 | 52.7138 | 53.7763 | 56.002 | 60.9585 | 64.6593 | 67.3138 | 69.8457 | 71.6841 | 70.9856 | 70.1183 | 70.2209 | 70.2961 | 69.0748 | 67.1883 | 70.2435 | 72.9195 | 71.6291 | 68.6271 | 64.0087 | 59.294
C44 | 210.4825 | 202.4937 | 196.6764 | 192.9499 | 195.6059 | 199.5486 | 207.8072 | 226.1994 | 239.9321 | 249.7821 | 259.1773 | 265.9993 | 263.4072 | 260.1888 | 260.5696 | 260.8486 | 256.3169 | 249.3163 | 260.6536 | 270.5832 | 265.7951 | 254.6553 | 237.5178 | 220.0232
C45 | 16.7538 | 16.1179 | 15.6549 | 15.3583 | 15.5697 | 15.8835 | 16.5409 | 18.0048 | 19.0979 | 19.8819 | 20.6298 | 21.1728 | 20.9665 | 20.7103 | 20.7406 | 20.7628 | 20.4021 | 19.8449 | 20.7473 | 21.5377 | 21.1565 | 20.2698 | 18.9057 | 17.5132
C46 | 8.8981 | 8.5604 | 8.3144 | 8.1569 | 8.2692 | 8.4359 | 8.785 | 9.5625 | 10.1431 | 10.5595 | 10.9567 | 11.2451 | 11.1355 | 10.9994 | 11.0155 | 11.0273 | 10.8357 | 10.5398 | 11.0191 | 11.4388 | 11.2364 | 10.7655 | 10.041 | 9.3014
C47 | 168.8488 | 162.4401 | 157.7735 | 154.7841 | 156.9148 | 160.0776 | 166.7027 | 181.4569 | 192.4732 | 200.3748 | 207.9116 | 213.3843 | 211.3049 | 208.7231 | 209.0286 | 209.2524 | 205.6171 | 200.0012 | 209.096 | 217.0615 | 213.2205 | 204.2842 | 190.5365 | 176.5023
C48 | 212.2953 | 204.2376 | 198.3702 | 194.6116 | 197.2906 | 201.2671 | 209.5969 | 228.1475 | 241.9985 | 251.9333 | 261.4094 | 268.2902 | 265.6758 | 262.4297 | 262.8137 | 263.0952 | 258.5244 | 251.4635 | 262.8985 | 272.9135 | 268.0842 | 256.8485 | 239.5634 | 221.9181
C49 | 270.9911 | 260.7056 | 253.216 | 248.4182 | 251.8379 | 256.9139 | 267.5467 | 291.2262 | 308.9067 | 321.5883 | 333.6844 | 342.4676 | 339.1303 | 334.9867 | 335.4769 | 335.8362 | 330.0018 | 320.9887 | 335.5852 | 348.3692 | 342.2047 | 327.8625 | 305.7983 | 283.2744
C50 | 418.6426 | 402.753 | 391.1826 | 383.7707 | 389.0536 | 396.8953 | 413.3214 | 449.9029 | 477.2168 | 496.808 | 515.4947 | 529.0635 | 523.9079 | 517.5067 | 518.264 | 518.8191 | 509.8056 | 495.8817 | 518.4312 | 538.1807 | 528.6574 | 506.5008 | 472.4148 | 437.6186
C51 | 203.6467 | 195.9173 | 190.2889 | 186.6835 | 189.2533 | 193.0678 | 201.0583 | 218.8531 | 232.1399 | 241.6699 | 250.76 | 257.3604 | 254.8525 | 251.7387 | 252.1071 | 252.3771 | 247.9925 | 241.2193 | 252.1884 | 261.7955 | 257.1629 | 246.3849 | 229.8039 | 212.8775
C52 | 84.2095 | 81.0134 | 78.686 | 77.1951 | 78.2577 | 79.8351 | 83.1392 | 90.4975 | 95.9917 | 99.9324 | 103.6913 | 106.4206 | 105.3836 | 104.096 | 104.2483 | 104.3599 | 102.5469 | 99.7461 | 104.2819 | 108.2545 | 106.3389 | 101.8821 | 95.0258 | 88.0266
C53 | 27.8584 | 26.8011 | 26.0311 | 25.5379 | 25.8895 | 26.4113 | 27.5044 | 29.9387 | 31.7562 | 33.0599 | 34.3034 | 35.2064 | 34.8633 | 34.4373 | 34.4877 | 34.5247 | 33.9249 | 32.9983 | 34.4988 | 35.8131 | 35.1794 | 33.7049 | 31.4367 | 29.1212
C54 | 75.3033 | 72.4452 | 70.364 | 69.0307 | 69.981 | 71.3915 | 74.3462 | 80.9263 | 85.8394 | 89.3633 | 92.7246 | 95.1653 | 94.2379 | 93.0865 | 93.2227 | 93.3226 | 91.7013 | 89.1967 | 93.2528 | 96.8052 | 95.0922 | 91.1068 | 84.9756 | 78.7166
C55 | 22.6606 | 21.8005 | 21.1742 | 20.773 | 21.059 | 21.4834 | 22.3726 | 24.3527 | 25.8311 | 26.8916 | 27.9031 | 28.6375 | 28.3585 | 28.012 | 28.053 | 28.083 | 27.5951 | 26.8414 | 28.062 | 29.131 | 28.6155 | 27.4162 | 25.5712 | 23.6877
C56 | 31.3813 | 30.1902 | 29.3229 | 28.7673 | 29.1633 | 29.7511 | 30.9824 | 33.7245 | 35.772 | 37.2405 | 38.6412 | 39.6584 | 39.2719 | 38.7921 | 38.8488 | 38.8904 | 38.2148 | 37.1711 | 38.8614 | 40.3418 | 39.6279 | 37.9671 | 35.412 | 32.8037
C57 | 51.2796 | 49.3333 | 47.916 | 47.0081 | 47.6552 | 48.6158 | 50.6278 | 55.1087 | 58.4544 | 60.8541 | 63.143 | 64.8051 | 64.1736 | 63.3895 | 63.4822 | 63.5502 | 62.4462 | 60.7406 | 63.5027 | 65.9218 | 64.7553 | 62.0413 | 57.8662 | 53.604
C58 | 70.3012 | 67.6329 | 65.6899 | 64.4453 | 65.3324 | 66.6492 | 69.4076 | 75.5506 | 80.1374 | 83.4272 | 86.5652 | 88.8438 | 87.978 | 86.9031 | 87.0303 | 87.1235 | 85.6099 | 83.2717 | 87.0583 | 90.3748 | 88.7756 | 85.0549 | 79.331 | 73.4878
C59 | 110.4087 | 106.2182 | 103.1667 | 101.212 | 102.6052 | 104.6733 | 109.0054 | 118.653 | 125.8565 | 131.0233 | 135.9516 | 139.5301 | 138.1704 | 136.4822 | 136.6819 | 136.8283 | 134.4512 | 130.779 | 136.726 | 141.9346 | 139.423 | 133.5796 | 124.5901 | 115.4133
C60 | 64.6418 | 62.1883 | 60.4018 | 59.2573 | 60.073 | 61.2839 | 63.8202 | 69.4687 | 73.6861 | 76.7112 | 79.5966 | 81.6917 | 80.8956 | 79.9072 | 80.0242 | 80.1099 | 78.7181 | 76.5682 | 80.05 | 83.0995 | 81.629 | 78.2078 | 72.9447 | 67.5719
C61 | 49.7428 | 47.8549 | 46.4801 | 45.5994 | 46.2271 | 47.1588 | 49.1106 | 53.4572 | 56.7026 | 59.0304 | 61.2508 | 62.863 | 62.2504 | 61.4898 | 61.5798 | 61.6458 | 60.5748 | 58.9203 | 61.5997 | 63.9463 | 62.8147 | 60.1821 | 56.132 | 51.9976
C62 | 64.175 | 61.7392 | 59.9655 | 58.8294 | 59.6392 | 60.8412 | 63.3593 | 68.9669 | 73.154 | 76.1572 | 79.0217 | 81.1017 | 80.3114 | 79.3301 | 79.4462 | 79.5313 | 78.1496 | 76.0152 | 79.4718 | 82.4993 | 81.0395 | 77.643 | 72.4179 | 67.0838
C63 | 103.9206 | 99.9763 | 97.1041 | 95.2643 | 96.5757 | 98.5222 | 102.5997 | 111.6804 | 118.4606 | 123.3238 | 127.9624 | 131.3306 | 130.0509 | 128.4619 | 128.6499 | 128.7876 | 126.5502 | 123.0938 | 128.6914 | 133.5938 | 131.2298 | 125.7298 | 117.2686 | 108.6311
C64 | 165.1266 | 158.8592 | 154.2954 | 151.372 | 153.4557 | 156.5487 | 163.0278 | 177.4567 | 188.2302 | 195.9577 | 203.3283 | 208.6803 | 206.6468 | 204.1219 | 204.4206 | 204.6395 | 201.0843 | 195.5923 | 204.4865 | 212.2764 | 208.5201 | 199.7808 | 186.3361 | 172.6114
C65 | 23.2907 | 22.4067 | 21.763 | 21.3507 | 21.6446 | 22.0808 | 22.9947 | 25.0299 | 26.5494 | 27.6394 | 28.679 | 29.4339 | 29.1471 | 28.7909 | 28.8331 | 28.8639 | 28.3625 | 27.5878 | 28.8424 | 29.9411 | 29.4113 | 28.1786 | 26.2823 | 24.3464
C66 | 20.3768 | 19.6034 | 19.0403 | 18.6795 | 18.9366 | 19.3183 | 20.1178 | 21.8984 | 23.2279 | 24.1814 | 25.091 | 25.7514 | 25.5005 | 25.1889 | 25.2258 | 25.2528 | 24.8141 | 24.1363 | 25.2339 | 26.1952 | 25.7317 | 24.6532 | 22.9941 | 21.3005
C67 | 290.2036 | 279.1889 | 271.1683 | 266.0304 | 269.6925 | 275.1283 | 286.515 | 311.8733 | 330.8073 | 344.388 | 357.3416 | 366.7476 | 363.1737 | 358.7363 | 359.2613 | 359.6461 | 353.398 | 343.7459 | 359.3772 | 373.0676 | 366.4661 | 351.107 | 327.4786 | 303.3578
C68 | 38.4601 | 37.0003 | 35.9374 | 35.2564 | 35.7418 | 36.4622 | 37.9712 | 41.3319 | 43.8412 | 45.641 | 47.3577 | 48.6043 | 48.1306 | 47.5426 | 47.6121 | 47.6631 | 46.8351 | 45.5559 | 47.6275 | 49.4419 | 48.567 | 46.5315 | 43.4 | 40.2034
C69 | 98.4834 | 94.7455 | 92.0236 | 90.28 | 91.5228 | 93.3675 | 97.2316 | 105.8372 | 112.2627 | 116.8714 | 121.2674 | 124.4594 | 123.2465 | 121.7407 | 121.9188 | 122.0494 | 119.929 | 116.6535 | 121.9582 | 126.6041 | 124.3638 | 119.1516 | 111.133 | 102.9474
C70 | 37.1107 | 35.7021 | 34.6765 | 34.0195 | 34.4877 | 35.1829 | 36.639 | 39.8818 | 42.303 | 44.0397 | 45.6962 | 46.899 | 46.442 | 45.8745 | 45.9416 | 45.9908 | 45.1918 | 43.9576 | 45.9565 | 47.7072 | 46.863 | 44.8989 | 41.8773 | 38.7928
C71 | 79.7253 | 76.6994 | 74.4959 | 73.0844 | 74.0905 | 75.5838 | 78.712 | 85.6785 | 90.8801 | 94.611 | 98.1697 | 100.7537 | 99.7719 | 98.5528 | 98.697 | 98.8027 | 97.0862 | 94.4346 | 98.7289 | 102.4899 | 100.6763 | 96.4569 | 89.9656 | 83.3391
C72 | 21.3124 | 20.5035 | 19.9145 | 19.5371 | 19.8061 | 20.2053 | 21.0415 | 22.9038 | 24.2943 | 25.2917 | 26.243 | 26.9337 | 26.6713 | 26.3454 | 26.384 | 26.4122 | 25.9534 | 25.2445 | 26.3925 | 27.3979 | 26.9131 | 25.7851 | 24.0498 | 22.2784
C73 | 183.2163 | 176.2623 | 171.1986 | 167.9549 | 170.2669 | 173.6987 | 180.8875 | 196.8972 | 208.8509 | 217.4249 | 225.603 | 231.5413 | 229.285 | 226.4836 | 226.815 | 227.0579 | 223.1132 | 217.0195 | 226.8882 | 235.5314 | 231.3636 | 221.6669 | 206.7494 | 191.521
C74 | 104.9373 | 100.9544 | 98.0542 | 96.1963 | 97.5205 | 99.4861 | 103.6035 | 112.7731 | 119.6196 | 124.5304 | 129.2144 | 132.6156 | 131.3233 | 129.7187 | 129.9085 | 130.0477 | 127.7884 | 124.2982 | 129.9504 | 134.9009 | 132.5138 | 126.96 | 118.4159 | 109.6939
C75 | 142.9322 | 137.5072 | 133.5568 | 131.0263 | 132.8299 | 135.5072 | 141.1154 | 153.605 | 162.9305 | 169.6193 | 175.9992 | 180.6319 | 178.8717 | 176.6862 | 176.9447 | 177.1342 | 174.0569 | 169.303 | 177.0018 | 183.7447 | 180.4932 | 172.9286 | 161.291 | 149.4109
C76 | 36.0528 | 34.6844 | 33.6879 | 33.0497 | 33.5046 | 34.1799 | 35.5945 | 38.7448 | 41.0971 | 42.7842 | 44.3935 | 45.562 | 45.118 | 44.5668 | 44.632 | 44.6798 | 43.9036 | 42.7045 | 44.6464 | 46.3472 | 45.527 | 43.6189 | 40.6835 | 37.6869
C77 | 49.7944 | 47.9045 | 46.5283 | 45.6467 | 46.2751 | 47.2078 | 49.1615 | 53.5126 | 56.7614 | 59.0917 | 61.3143 | 62.9282 | 62.315 | 61.5536 | 61.6437 | 61.7097 | 60.6376 | 58.9815 | 61.6636 | 64.0126 | 62.8799 | 60.2445 | 56.1903 | 52.0515
C78 | 45.9329 | 44.1895 | 42.92 | 42.1068 | 42.6864 | 43.5468 | 45.3491 | 49.3627 | 52.3596 | 54.5091 | 56.5594 | 58.0481 | 57.4825 | 56.7801 | 56.8632 | 56.9241 | 55.9352 | 54.4075 | 56.8816 | 59.0485 | 58.0036 | 55.5726 | 51.8327 | 48.0149
C79 | 112.3501 | 108.0858 | 104.9807 | 102.9916 | 104.4094 | 106.5138 | 110.9221 | 120.7394 | 128.0695 | 133.3272 | 138.3421 | 141.9835 | 140.5999 | 138.882 | 139.0852 | 139.2342 | 136.8153 | 133.0786 | 139.1301 | 144.4303 | 141.8745 | 135.9284 | 126.7808 | 117.4426
C80 | 52.8061 | 50.8019 | 49.3424 | 48.4075 | 49.0739 | 50.063 | 52.1349 | 56.7492 | 60.1945 | 62.6656 | 65.0227 | 66.7342 | 66.0839 | 65.2765 | 65.372 | 65.442 | 64.3051 | 62.5488 | 65.3931 | 67.8842 | 66.683 | 63.8882 | 59.5888 | 55.1997
C81 | 88.7727 | 85.4033 | 82.9498 | 81.3782 | 82.4984 | 84.1612 | 87.6444 | 95.4014 | 101.1933 | 105.3476 | 109.3101 | 112.1873 | 111.0941 | 109.7367 | 109.8973 | 110.015 | 108.1037 | 105.1512 | 109.9328 | 114.1206 | 112.1012 | 107.4029 | 100.175 | 92.7965
C82 | 87.5435 | 84.2208 | 81.8013 | 80.2514 | 81.3561 | 82.9959 | 86.4308 | 94.0805 | 99.7922 | 103.8889 | 107.7966 | 110.634 | 109.5559 | 108.2173 | 108.3757 | 108.4917 | 106.6069 | 103.6952 | 108.4106 | 112.5405 | 110.5491 | 105.9158 | 98.788 | 91.5117
C83 | 10.1464 | 9.7613 | 9.4809 | 9.3013 | 9.4293 | 9.6193 | 10.0175 | 10.9041 | 11.5661 | 12.0409 | 12.4938 | 12.8226 | 12.6977 | 12.5425 | 12.5609 | 12.5744 | 12.3559 | 12.0184 | 12.565 | 13.0436 | 12.8128 | 12.2758 | 11.4497 | 10.6063
C84 | 51.287 | 49.3405 | 47.923 | 47.015 | 47.6622 | 48.6228 | 50.6352 | 55.1167 | 58.4629 | 60.8629 | 63.1522 | 64.8145 | 64.1829 | 63.3987 | 63.4915 | 63.5595 | 62.4553 | 60.7495 | 63.512 | 65.9314 | 64.7648 | 62.0504 | 57.8746 | 53.6118
C85 | 94.9622 | 91.3579 | 88.7334 | 87.0521 | 88.2505 | 90.0292 | 93.7552 | 102.0531 | 108.2488 | 112.6928 | 116.9316 | 120.0094 | 118.84 | 117.388 | 117.5597 | 117.6856 | 115.6411 | 112.4827 | 117.5977 | 122.0775 | 119.9173 | 114.8914 | 107.1596 | 99.2666
C86 | 113.6491 | 109.3356 | 106.1945 | 104.1824 | 105.6166 | 107.7454 | 112.2046 | 122.1354 | 129.5503 | 134.8687 | 139.9416 | 143.6251 | 142.2256 | 140.4878 | 140.6934 | 140.8441 | 138.3972 | 134.6172 | 140.7388 | 146.1002 | 143.5149 | 137.5 | 128.2467 | 118.8005
C87 | 9.3417 | 8.9871 | 8.729 | 8.5636 | 8.6814 | 8.8564 | 9.223 | 10.0393 | 10.6487 | 11.0859 | 11.5029 | 11.8057 | 11.6906 | 11.5478 | 11.5647 | 11.5771 | 11.3759 | 11.0652 | 11.5684 | 12.0091 | 11.7966 | 11.3022 | 10.5416 | 9.7651
C88 | 79.5588 | 76.5391 | 74.3403 | 72.9318 | 73.9357 | 75.4259 | 78.5476 | 85.4995 | 90.6902 | 94.4134 | 97.9646 | 100.5432 | 99.5634 | 98.3469 | 98.4908 | 98.5963 | 96.8834 | 94.2373 | 98.5226 | 102.2758 | 100.466 | 96.2554 | 89.7777 | 83.165
C89 | 40.2822 | 38.7533 | 37.64 | 36.9268 | 37.4351 | 38.1896 | 39.7702 | 43.2901 | 45.9182 | 47.8033 | 49.6014 | 50.907 | 50.4109 | 49.795 | 49.8678 | 49.9213 | 49.054 | 47.7142 | 49.8839 | 51.7843 | 50.8679 | 48.736 | 45.4562 | 42.1081
C90 | 238.7458 | 229.6843 | 223.0858 | 218.8589 | 221.8717 | 226.3437 | 235.7113 | 256.5732 | 272.1499 | 283.3225 | 293.9792 | 301.7173 | 298.7772 | 295.1267 | 295.5585 | 295.8751 | 290.7348 | 282.7942 | 295.6539 | 306.9168 | 301.4858 | 288.8501 | 269.4114 | 249.5676
C91 | 189.5028 | 182.3102 | 177.0728 | 173.7177 | 176.109 | 179.6587 | 187.0941 | 203.6531 | 216.017 | 224.8852 | 233.3439 | 239.486 | 237.1523 | 234.2547 | 234.5975 | 234.8487 | 230.7687 | 224.4659 | 234.6731 | 243.613 | 239.3022 | 229.2727 | 213.8434 | 198.0925
C92 | 117.7757 | 113.3055 | 110.0505 | 107.9653 | 109.4515 | 111.6576 | 116.2787 | 126.5701 | 134.2543 | 139.7658 | 145.0229 | 148.8402 | 147.3898 | 145.5889 | 145.802 | 145.9581 | 143.4224 | 139.5052 | 145.849 | 151.4051 | 148.7259 | 142.4926 | 132.9033 | 123.1142
C93 | 149.2446 | 143.5801 | 139.4552 | 136.8129 | 138.6963 | 141.4918 | 147.3477 | 160.3888 | 170.1262 | 177.1104 | 183.7721 | 188.6093 | 186.7714 | 184.4894 | 184.7593 | 184.9572 | 181.744 | 176.7801 | 184.8189 | 191.8596 | 188.4646 | 180.5658 | 168.4143 | 156.0095
C94 | 275.8364 | 265.367 | 257.7434 | 252.8599 | 256.3407 | 261.5074 | 272.3304 | 296.4333 | 314.4299 | 327.3382 | 339.6506 | 348.5908 | 345.1939 | 340.9762 | 341.4752 | 341.8409 | 335.9021 | 326.7279 | 341.5854 | 354.598 | 348.3233 | 333.7246 | 311.266 | 288.3393
C95 | 207.4155 | 199.5431 | 193.8105 | 190.1384 | 192.7557 | 196.6409 | 204.7792 | 222.9034 | 236.436 | 246.1424 | 255.4007 | 262.1233 | 259.569 | 256.3975 | 256.7727 | 257.0478 | 252.5821 | 245.6835 | 256.8556 | 266.6405 | 261.9222 | 250.9447 | 234.0569 | 216.8172
C96 | 206.8229 | 198.9729 | 193.2567 | 189.5951 | 192.2049 | 196.079 | 204.1941 | 222.2665 | 235.7604 | 245.4391 | 254.6709 | 261.3744 | 258.8273 | 255.6649 | 256.039 | 256.3133 | 251.8603 | 244.9815 | 256.1216 | 265.8786 | 261.1737 | 250.2276 | 233.3881 | 216.1976
C97 | 165.0407 | 158.7766 | 154.2152 | 151.2932 | 153.3759 | 156.4673 | 162.9429 | 177.3644 | 188.1323 | 195.8557 | 203.2225 | 208.5717 | 206.5393 | 204.0157 | 204.3142 | 204.5331 | 200.9797 | 195.4905 | 204.3802 | 212.166 | 208.4116 | 199.6769 | 186.2392 | 172.5216

## Sys_Holgura
Reserve_index | 0 | 1 | 2 | 3 | 4 | 5 | 6 | 7 | 8 | 9 | 10 | 11 | 12 | 13 | 14 | 15 | 16 | 17 | 18 | 19 | 20 | 21 | 22 | 23
Total | 273 | 273 | 273 | 273 | 273 | 273 | 273 | 273 | 273 | 273 | 273 | 273 | 273 | 273 | 273 | 273 | 273 | 273 | 400 | 389 | 400 | 273 | 273 | 273