## System_data
| Data | Description
S_base | 100 | Power base of the system [MVA]
Slack_bus | b58 | Slack bus for the simulation
N_freq | 50 | Nominal frequency of the system [Hz]
Max_D_freq | 0.5 | Maximun frequency desviation [Hz/s]
Min_freq | 49.5 | Minimum frequency of the system [Hz]
DB_freq | 0.02 | Dead band governos frequency [Hz]
Delta_1_RF | 0.001388 | Time delta of post-contingency inertia response [h]
Delta_2_RF | 0.004166 | Time delta of primary frequency response [h]
Delta_3_RF | 0.041666 | Time delta of second frequency response [h]

## Bus
Load Bus | Load Ratio
b1 | 0.014503
b2 | 0.005687
b3 | 0.01109
b4 | 0.0085319
b5 | 0
b6 | 0.014787
b7 | 0.0054031
b8 | 0
b9 | 0
b10 | 0
b11 | 0.019906
b12 | 0.013364
b13 | 0.0096676
b14 | 0.0039806
b15 | 0.025593
b16 | 0.0071094
b17 | 0.0031288
b18 | 0.017061
b19 | 0.012796
b20 | 0.0051191
b21 | 0.0039806
b22 | 0.0028448
b23 | 0.0019903
b24 | 0
b25 | 0
b26 | 0
b27 | 0.017632
b28 | 0.0048352
b29 | 0.0068255
b30 | 0
b31 | 0.012229
b32 | 0.016777
b33 | 0.0065415
b34 | 0.016777
b35 | 0.0093837
b36 | 0.0088158
b37 | 0
b38 | 0
b39 | 0.0072327
b40 | 0.0053575
b41 | 0.0099114
b42 | 0.0099114
b43 | 0.0048218
b44 | 0.004286
b45 | 0.014197
b46 | 0.0075005
b47 | 0.0091078
b48 | 0.0053575
b49 | 0.023305
b50 | 0.0045539
b51 | 0.0045539
b52 | 0.0048218
b53 | 0.0061611
b54 | 0.03027
b55 | 0.016876
b56 | 0.022502
b57 | 0.0032145
b58 | 0.0032145
b59 | 0.074202
b60 | 0.020894
b61 | 0
b62 | 0.020626
b63 | 0
b64 | 0
b65 | 0
b66 | 0.010447
b67 | 0.0075005
b68 | 0
b69 | 0
b70 | 0.01768
b71 | 0
b72 | 0
b73 | 0
b74 | 0.018216
b75 | 0.01259
b76 | 0.018216
b77 | 0.01634
b78 | 0.019019
b79 | 0.010447
b80 | 0.034824
b81 | 0
b82 | 0.014465
b83 | 0.0053575
b84 | 0.0029466
b85 | 0.006429
b86 | 0.0056254
b87 | 0
b88 | 0.012858
b89 | 0
b90 | 0.020894
b91 | 0
b92 | 0.017412
b93 | 0.0032145
b94 | 0.0080363
b95 | 0.011251
b96 | 0.010179
b97 | 0.0040181
b98 | 0.0091078
b99 | 0
b100 | 0.0099114
b101 | 0.0058933
b102 | 0.0013394
b103 | 0.0061611
b104 | 0.010179
b105 | 0.0083042
b106 | 0.011519
b107 | 0.0075005
b108 | 0.00053575
b109 | 0.002143
b110 | 0.010447
b111 | 0
b112 | 0.0066969
b113 | 0
b114 | 0.0022743
b115 | 0.0062549
b116 | 0
b117 | 0.005687
b118 | 0.0088399

## SM_Unit
| Name | Bus Name | Bus # | Fuel_Type | c | b | a | Pmin | Pmax | k1 | k2 | k3 | Min_ON | Min_OFF | Ramp_Up | Ramp_Down | IniT_ON | IniT_off | IniMW | CSU | Reservoir_name/River | Qmin | Qmax | Vmin | Vmax | Vmax_energy | Net_head | eff_turb_gen | C_hydro | Factor_conversion | Factor_V_to_E | R | H | HR_1st | Startup Fuel Price | Startup Fuel Curve | Shutdown Fuel Price | Shutdown Fuel Curve | SO2 Curve | Startup SO2 Curve | Shutdown SO2 Curve | Nox Curve | Startup Nox Curve | Shutdown Nox Curve
G1 | Generador sincrono 1 |  | b4 | GAS | 31.67 | 26.2438 | 0.069663 | 5 | 30 | 13.3333 | 21.6667 | 30 | 1 | 1 | 15 | 15 | 1 | 0 | 5 | 40 |  | 0 | 0 | 0 | 0 |  | 0 | 0 | 0 |  |  | 0.5 | 7 | 0 | 1 | 30001 | 1 | 1 | 0 | -1 | -1 | 0 | -1 | -1
G2 | Generador sincrono 2 |  | b6 | GAS | 31.67 | 26.2438 | 0.069663 | 5 | 30 | 13.3333 | 21.6667 | 30 | 1 | 1 | 15 | 15 | 1 | 0 | 5 | 40 |  | 0 | 0 | 0 | 0 |  | 0 | 0 | 0 |  |  | 0.5 | 5.5 | 0 | 1 | 30002 | 1 | 1 | 0 | -1 | -1 | 0 | -1 | -1
G3 | Generador sincrono 3 |  | b8 | GAS | 31.67 | 26.2438 | 0.069663 | 5 | 30 | 13.3333 | 21.6667 | 30 | 1 | 1 | 15 | 15 | 1 | 0 | 5 | 40 |  | 0 | 0 | 0 | 0 |  | 0 | 0 | 0 | 0 |  | 0.5 | 3.5 | 0 | 1 | 30003 | 1 | 1 | 0 | -1 | -1 | 0 | -1 | -1
G4 | Generador sincrono 4 |  | b10 | COAL | 6.78 | 12.8875 | 0.010875 | 150 | 300 | 200 | 250 | 300 | 8 | 8 | 150 | 150 | 8 | 0 | 225 | 440 |  | 0 | 0 | 0 | 0 |  | 0 | 0 | 0 |  |  | 0 | 0 | 0 | 1 | 30004 | 1 | 1 | 0 | -1 | -1 | 0 | -1 | -1
G5 | Generador sincrono 5 |  | b12 | COAL | 6.78 | 12.8875 | 0.010875 | 100 | 300 | 166.6667 | 233.3333 | 300 | 8 | 8 | 150 | 150 | 8 | 0 | 200 | 110 | [13 empty] | 0 | 1 | 30005 | 1 | 1 | 0 | -1 | -1 | 0 | -1 | -1
G6 | Generador sincrono 6 |  | b15 | GAS | 31.67 | 26.2438 | 0.069663 | 10 | 30 | 16.6667 | 23.3333 | 30 | 1 | 1 | 15 | 15 | 1 | 0 | 20 | 40 | [13 empty] | 0 | 1 | 30006 | 1 | 1 | 0 | -1 | -1 | 0 | -1 | -1
G7 | Generador sincrono 7 |  | b18 | COAL | 10.15 | 17.82 | 0.0128 | 25 | 100 | 50 | 75 | 100 | 5 | 5 | 50 | 50 | 5 | 0 | 62.5 | 50 | [13 empty] | 0 | 1 | 30007 | 1 | 1 | 0 | -1 | -1 | 0 | -1 | -1
G8 | Generador sincrono 8 |  | b19 | GAS | 31.67 | 26.2438 | 0.069663 | 5 | 30 | 13.3333 | 21.6667 | 30 | 1 | 1 | 15 | 15 | 1 | 0 | 17.5 | 40 | [13 empty] | 0 | 1 | 30008 | 1 | 1 | 20008 | -1 | -1 | 20108 | -1 | -1
G9 | Generador sincrono 9 |  | b24 | GAS | 31.67 | 26.2438 | 0.069663 | 5 | 30 | 13.3333 | 21.6667 | 30 | 1 | 1 | 15 | 15 | 1 | 0 | 17.5 | 40 | [13 empty] | 0 | 1 | 30009 | 1 | 1 | 20009 | -1 | -1 | 20109 | -1 | -1
G10 | Generador sincrono 10 |  | b25 | COAL | 6.78 | 12.8875 | 0.010875 | 100 | 300 | 166.6667 | 233.3333 | 300 | 8 | 8 | 150 | 150 | 8 | 0 | 200 | 100 | [13 empty] | 0 | 1 | 30010 | 1 | 1 | 20010 | -1 | -1 | 20110 | -1 | -1
G11 | Generador sincrono 11 |  | b26 | COAL | 32.96 | 10.76 | 0.003 | 100 | 350 | 183.3333 | 266.6667 | 350 | 8 | 8 | 175 | 175 | 8 | 0 | 225 | 100 | [13 empty] | 0 | 1 | 30011 | 1 | 1 | 20011 | -1 | -1 | 20111 | -1 | -1
G12 | Generador sincrono 12 |  | b27 | GAS | 31.67 | 26.2438 | 0.069663 | 8 | 30 | 15.3333 | 22.6667 | 30 | 1 | 1 | 15 | 15 | 1 | 0 | 19 | 40 | [13 empty] | 0 | 1 | 30012 | 1 | 1 | 0 | -1 | -1 | 0 | -1 | -1
G13 | Generador sincrono 13 |  | b31 | GAS | 31.67 | 26.2438 | 0.069663 | 8 | 30 | 15.3333 | 22.6667 | 30 | 1 | 1 | 15 | 15 | 1 | 0 | 19 | 40 | [13 empty] | 0 | 1 | 30013 | 1 | 1 | 0 | -1 | -1 | 0 | -1 | -1
G14 | Generador sincrono 14 |  | b32 | COAL | 10.15 | 17.82 | 0.0128 | 25 | 100 | 50 | 75 | 100 | 5 | 5 | 50 | 50 | 5 | 0 | 62.5 | 50 | [13 empty] | 0 | 1 | 30014 | 1 | 1 | 0 | -1 | -1 | 0 | -1 | -1
G15 | Generador sincrono 15 |  | b34 | GAS | 31.67 | 26.2438 | 0.069663 | 8 | 30 | 15.3333 | 22.6667 | 30 | 1 | 1 | 15 | 15 | 1 | 0 | 19 | 40 | [13 empty] | 0 | 1 | 30015 | 1 | 1 | 20015 | -1 | -1 | 20115 | -1 | -1
G16 | Generador sincrono 16 |  | b36 | COAL | 10.15 | 17.82 | 0.0128 | 25 | 100 | 50 | 75 | 100 | 5 | 5 | 50 | 50 | 5 | 0 | 62.5 | 50 | [13 empty] | 0 | 1 | 30016 | 1 | 1 | 20016 | -1 | -1 | 20116 | -1 | -1
G17 | Generador sincrono 17 |  | b40 | GAS | 31.67 | 26.2438 | 0.069663 | 8 | 30 | 15.3333 | 22.6667 | 30 | 1 | 1 | 15 | 15 | 1 | 0 | 19 | 40 | [13 empty] | 0 | 1 | 30017 | 1 | 1 | 20017 | -1 | -1 | 20117 | -1 | -1
G18 | Generador sincrono 18 |  | b42 | GAS | 31.67 | 26.2438 | 0.069663 | 8 | 30 | 15.3333 | 22.6667 | 30 | 1 | 1 | 15 | 15 | 1 | 0 | 19 | 40 | [13 empty] | 0 | 1 | 30018 | 1 | 1 | 20018 | -1 | -1 | 20118 | -1 | -1
G19 | Generador sincrono 19 |  | b46 | COAL | 10.15 | 17.82 | 0.0128 | 25 | 100 | 50 | 75 | 100 | 5 | 5 | 50 | 50 | 5 | 0 | 62.5 | 59 | [13 empty] | 0 | 1 | 30019 | 1 | 1 | 0 | -1 | -1 | 0 | -1 | -1
G20 | Generador sincrono 20 |  | b49 | COAL | 28 | 12.3299 | 0.0024014 | 50 | 250 | 116.6667 | 183.3333 | 250 | 8 | 8 | 125 | 125 | 8 | 0 | 150 | 100 | [13 empty] | 0 | 1 | 30020 | 1 | 1 | 0 | -1 | -1 | 0 | -1 | -1
G21 | Generador sincrono 21 |  | b54 | COAL | 28 | 12.3299 | 0.0024014 | 50 | 250 | 116.6667 | 183.3333 | 250 | 8 | 8 | 125 | 125 | 8 | 0 | 150 | 100 | [13 empty] | 0 | 1 | 30021 | 1 | 1 | 20021 | -1 | -1 | 20121 | -1 | -1
G22 | Generador sincrono 22 |  | b55 | COAL | 10.15 | 17.82 | 0.0128 | 25 | 100 | 50 | 75 | 100 | 5 | 5 | 50 | 50 | 5 | 0 | 62.5 | 50 | [13 empty] | 0 | 1 | 30022 | 1 | 1 | 20022 | -1 | -1 | 20122 | -1 | -1
G23 | Generador sincrono 23 |  | b56 | COAL | 10.15 | 17.82 | 0.0128 | 25 | 100 | 50 | 75 | 100 | 5 | 5 | 50 | 50 | 5 | 0 | 62.5 | 50 | [13 empty] | 0 | 1 | 30023 | 1 | 1 | 20023 | -1 | -1 | 20123 | -1 | -1
G24 | Generador sincrono 24 |  | b59 | COAL | 39 | 13.29 | 0.0044 | 50 | 200 | 100 | 150 | 200 | 8 | 8 | 100 | 100 | 10 | 0 | 125 | 100 | [13 empty] | 0 | 1 | 30024 | 1 | 1 | 20024 | -1 | -1 | 20124 | -1 | -1
G25 | Generador sincrono 25 |  | b61 | COAL | 39 | 13.29 | 0.0044 | 50 | 200 | 100 | 150 | 200 | 8 | 8 | 100 | 100 | 10 | 0 | 125 | 100 | [13 empty] | 0 | 1 | 30025 | 1 | 1 | 0 | -1 | -1 | 0 | -1 | -1
G26 | Generador sincrono 26 |  | b62 | COAL | 10.15 | 17.82 | 0.0128 | 25 | 100 | 50 | 75 | 100 | 5 | 5 | 50 | 50 | 5 | 0 | 62.5 | 50 | [13 empty] | 0 | 1 | 30026 | 1 | 1 | 0 | -1 | -1 | 0 | -1 | -1
G27 | Generador sincrono 27 |  | b65 | COAL | 64.16 | 8.3391 | 0.01059 | 100 | 420 | 206.6667 | 313.3333 | 420 | 10 | 10 | 210 | 210 | 10 | 0 | 260 | 250 | [13 empty] | 0 | 1 | 30027 | 1 | 1 | 0 | -1 | -1 | 0 | -1 | -1
G28 | Generador sincrono 28 |  | b66 | COAL | 64.16 | 8.3391 | 0.01059 | 100 | 420 | 206.6667 | 313.3333 | 420 | 10 | 10 | 210 | 210 | 10 | 0 | 260 | 250 | [13 empty] | 0 | 1 | 30028 | 1 | 1 | 20028 | -1 | -1 | 20128 | -1 | -1
G29 | Generador sincrono 29 |  | b69 | COAL | 6.78 | 12.8875 | 0.010875 | 80 | 300 | 153.3333 | 226.6667 | 300 | 8 | 8 | 150 | 150 | 10 | 0 | 190 | 100 | [13 empty] | 0 | 1 | 30029 | 1 | 1 | 20029 | -1 | -1 | 20129 | -1 | -1
G30 | Generador sincrono 30 |  | b70 | COAL | 74.33 | 15.4708 | 0.045923 | 30 | 80 | 46.6667 | 63.3333 | 80 | 4 | 4 | 40 | 40 | 4 | 0 | 55 | 45 | [13 empty] | 0 | 1 | 30030 | 1 | 1 | 20030 | -1 | -1 | 20130 | -1 | -1
G31 | Generador sincrono 31 |  | b72 | OIL | 31.67 | 26.2438 | 0.069663 | 10 | 30 | 16.6667 | 23.3333 | 30 | 1 | 1 | 15 | 15 | 1 | 0 | 20 | 40 | [13 empty] | 0 | 1 | 30031 | 1 | 1 | 20031 | -1 | -1 | 20131 | -1 | -1
G32 | Generador sincrono 32 |  | b73 | OIL | 31.67 | 26.2438 | 0.069663 | 5 | 30 | 13.3333 | 21.6667 | 30 | 1 | 1 | 15 | 15 | 1 | 0 | 17.5 | 40 | [13 empty] | 0 | 1 | 30032 | 1 | 1 | 20032 | -1 | -1 | 20132 | -1 | -1
G33 | Generador sincrono 33 |  | b74 | OIL | 17.95 | 37.6968 | 0.028302 | 5 | 20 | 10 | 15 | 20 | 1 | 1 | 10 | 10 | 1 | 0 | 12.5 | 30 | [13 empty] | 0 | 1 | 30033 | 1 | 1 | 20033 | -1 | -1 | 20133 | -1 | -1
G34 | Generador sincrono 34 |  | b76 | COAL | 10.15 | 17.82 | 0.0128 | 25 | 100 | 50 | 75 | 100 | 5 | 5 | 50 | 50 | 5 | 0 | 62.5 | 50 | [13 empty] | 0 | 1 | 30034 | 1 | 1 | 20034 | -1 | -1 | 20134 | -1 | -1
G35 | Generador sincrono 35 |  | b77 | COAL | 10.15 | 17.82 | 0.0128 | 25 | 100 | 50 | 75 | 100 | 5 | 5 | 50 | 50 | 5 | 0 | 62.5 | 50 | [13 empty] | 0 | 1 | 30035 | 1 | 1 | 20035 | -1 | -1 | 20135 | -1 | -1
G36 | Generador sincrono 36 |  | b80 | COAL | 6.78 | 12.8875 | 0.010875 | 150 | 300 | 200 | 250 | 300 | 8 | 8 | 150 | 150 | 10 | 0 | 225 | 440 | [13 empty] | 0 | 1 | 30036 | 1 | 1 | 20036 | -1 | -1 | 20136 | -1 | -1
G37 | Generador sincrono 37 |  | b82 | COAL | 10.15 | 17.82 | 0.0128 | 25 | 100 | 50 | 75 | 100 | 5 | 5 | 50 | 50 | 5 | 0 | 62.5 | 50 | [13 empty] | 0 | 1 | 30037 | 1 | 1 | 1 | -1 | -1 | 1 | -1 | -1
G38 | Generador sincrono 38 |  | b85 | OIL | 31.67 | 26.2438 | 0.069663 | 10 | 30 | 16.6667 | 23.3333 | 30 | 1 | 1 | 15 | 15 | 1 | 0 | 20 | 40 | [13 empty] | 0 | 1 | 30038 | 1 | 1 | 1 | -1 | -1 | 1 | -1 | -1
G39 | Generador sincrono 39 |  | b87 | COAL | 32.96 | 10.76 | 0.003 | 100 | 300 | 166.6667 | 233.3333 | 300 | 8 | 8 | 150 | 150 | 10 | 0 | 200 | 440 | [13 empty] | 0 | 1 | 30039 | 1 | 1 | 1 | -1 | -1 | 1 | -1 | -1
G40 | Generador sincrono 40 |  | b89 | COAL | 6.78 | 12.8875 | 0.010875 | 50 | 200 | 100 | 150 | 200 | 8 | 8 | 100 | 100 | 10 | 0 | 125 | 400 | [13 empty] | 0 | 1 | 30040 | 1 | 1 | 1 | -1 | -1 | 1 | -1 | -1
G41 | Generador sincrono 41 |  | b90 | OIL | 17.95 | 37.6968 | 0.028302 | 8 | 20 | 12 | 16 | 20 | 1 | 1 | 10 | 10 | 1 | 0 | 14 | 30 | [13 empty] | 0 | 1 | 30041 | 1 | 1 | 1 | -1 | -1 | 1 | -1 | -1
G42 | Generador sincrono 42 |  | b91 | OIL | 58.81 | 22.9423 | 0.0097744 | 20 | 50 | 30 | 40 | 50 | 1 | 1 | 25 | 25 | 1 | 0 | 35 | 45 | [13 empty] | 0 | 1 | 30042 | 1 | 1 | 1 | -1 | -1 | 1 | -1 | -1
G43 | Generador sincrono 43 |  | b92 | COAL | 6.78 | 12.8875 | 0.010875 | 100 | 300 | 166.6667 | 233.3333 | 300 | 8 | 8 | 150 | 150 | 8 | 0 | 200 | 100 | [13 empty] | 0 | 1 | 30043 | 1 | 1 | 1 | -1 | -1 | 1 | -1 | -1
G44 | Generador sincrono 44 |  | b99 | COAL | 6.78 | 12.8875 | 0.010875 | 100 | 300 | 166.6667 | 233.3333 | 300 | 8 | 8 | 150 | 150 | 8 | 0 | 200 | 100 | [13 empty] | 0 | 1 | 30044 | 1 | 1 | 1 | -1 | -1 | 1 | -1 | -1
G45 | Generador sincrono 45 |  | b100 | COAL | 6.78 | 12.8875 | 0.010875 | 100 | 300 | 166.6667 | 233.3333 | 300 | 8 | 8 | 150 | 150 | 8 | 0 | 200 | 110 | [13 empty] | 0 | 1 | 30045 | 1 | 1 | 1 | -1 | -1 | 1 | -1 | -1
G46 | Generador sincrono 46 |  | b103 | OIL | 17.95 | 37.6968 | 0.028302 | 8 | 20 | 12 | 16 | 20 | 1 | 1 | 10 | 10 | 1 | 0 | 14 | 30 | [13 empty] | 0 | 1 | 30046 | 1 | 1 | 1 | -1 | -1 | 1 | -1 | -1
G47 | Generador sincrono 47 |  | b104 | COAL | 10.15 | 17.82 | 0.0128 | 25 | 100 | 50 | 75 | 100 | 5 | 5 | 50 | 50 | 5 | 0 | 62.5 | 50 | [13 empty] | 0 | 1 | 30047 | 1 | 1 | 1 | -1 | -1 | 1 | -1 | -1
G48 | Generador sincrono 48 |  | b105 | COAL | 10.15 | 17.82 | 0.0128 | 25 | 100 | 50 | 75 | 100 | 5 | 5 | 50 | 50 | 5 | 0 | 62.5 | 50 | [13 empty] | 0 | 1 | 30048 | 1 | 1 | 1 | -1 | -1 | 1 | -1 | -1
G49 | Generador sincrono 49 |  | b107 | OIL | 17.95 | 37.6968 | 0.028302 | 8 | 20 | 12 | 16 | 20 | 1 | 1 | 10 | 10 | 1 | 0 | 14 | 30 | [13 empty] | 0 | 1 | 30049 | 1 | 1 | 1 | -1 | -1 | 1 | -1 | -1
G50 | Generador sincrono 50 |  | b110 | OIL | 58.81 | 22.9423 | 0.0097744 | 25 | 50 | 33.3333 | 41.6667 | 50 | 2 | 2 | 25 | 25 | 2 | 0 | 37.5 | 45 | [13 empty] | 0 | 1 | 30050 | 1 | 1 | 1 | -1 | -1 | 1 | -1 | -1
G51 | Generador sincrono 51 |  | b111 | COAL | 10.15 | 17.82 | 0.0128 | 25 | 100 | 50 | 75 | 100 | 5 | 5 | 50 | 50 | 5 | 0 | 62.5 | 50 | [13 empty] | 0 | 1 | 30051 | 1 | 1 | 1 | -1 | -1 | 1 | -1 | -1
G52 | Generador sincrono 52 |  | b112 | COAL | 10.15 | 17.82 | 0.0128 | 25 | 100 | 50 | 75 | 100 | 5 | 5 | 50 | 50 | 5 | 0 | 62.5 | 50 | [13 empty] | 0 | 1 | 30052 | 1 | 1 | 1 | -1 | -1 | 1 | -1 | -1
G53 | Generador sincrono 53 |  | b113 | COAL | 10.15 | 17.82 | 0.0128 | 25 | 100 | 50 | 75 | 100 | 5 | 5 | 50 | 50 | 5 | 0 | 62.5 | 50 | [13 empty] | 0 | 1 | 30053 | 1 | 1 | 1 | -1 | -1 | 1 | -1 | -1
G54 | Generador sincrono 54 |  | b116 | OIL | 58.81 | 22.9423 | 0.0097744 | 25 | 50 | 33.3333 | 41.6667 | 50 | 2 | 2 | 25 | 25 | 2 | 0 | 37.5 | 45 | [13 empty] | 0 | 1 | 30054 | 1 | 1 | 1 | -1 | -1 | 1 | -1 | -1
G55 | Planta Eólica 1 |  | b36 | WIND | 0 | 0 | 0 | 0 | 250 | 83.3333 | 166.6667 | 250 | 0 | 0 | 10 | 10 | 0 | 0 | 0 | 0
G56 | Planta Eólica 2 |  | b77 | WIND | 0 | 0 | 0 | 0 | 100 | 33.3333 | 66.6667 | 100 | 0 | 0 | 10 | 10 | 0 | 0 | 0 | 0
G57 | Planta Eólica 3 |  | b69 | WIND | 0 | 0 | 0 | 0 | 180 | 60 | 120 | 180 | 0 | 0 | 10 | 0 | 0 | 0 | 0 | 0
Note on A1: Zuyi Li: Unit name
Note on F1: $
Note on G1: fuel price (USD/MWh)
Note on H1: $/MW2h
Note on I1: Zuyi Li: Minimum real power (DEFAULT: 0; MW)
Note on J1: Zuyi Li: Maximum real power (DEFAULT: 0; MW)
Note on N1: Zuyi Li: minimum on-operation time (hour, >0)
Note on O1: Zuyi Li: maximum off-operation time (hour, >0)
Note on P1: Zuyi Li: ramping up rate (MW/hour)
Note on Q1: Zuyi Li: ramping down rate (MW/hour)
Note on R1: Zuyi Li: initial operating time (hour, >0 ON, <0 OFF)
Note on S1: Zuyi Li: initial operating time (hour, >0 ON, <0 OFF)
Note on T1: Zuyi Li: initial operating MW
Note on U1: Cost start UP en dolares
Note on Z1: Mm3
Note on AE1: MW/m3/s
Note on AG1: Usuario: Reserve capacity
Note on AH1: Usuario: Machine inertia
Note on AI1: Zuyi Li: heat rate of the first point in incremental heat rate curve
Note on AJ1: Zuyi Li: startup fuel price ($/MBtu)
Note on AK1: Zuyi Li: startup fuel curve index (MBtu consumption as a function of startup hours)
Note on AL1: Zuyi Li: shut down fuel price ($/MBtu)
Note on AM1: Zuyi Li: shutdown fuel curve index (MBtu consumption as a function of shutdown hours)
Note on AN1: Zuyi Li: SO2 emission curve index
Note on AO1: Zuyi Li: SO2 emission startup curve index (a function of startup hours)
Note on AP1: Zuyi Li: SO2 emission shutdown curve index (a function of shutdown hours)
Note on AQ1: Zuyi Li: NOx emission curve index
Note on AR1: Zuyi Li: NOx emission startup curve index (a function of startup hours)
Note on AS1: Zuyi Li: NOx emission shutdown curve index (a function of shutdown hours)

## SM_map
| b1 | b2 | b3 | b4 | b5 | b6 | b7 | b8 | b9 | b10 | b11 | b12 | b13 | b14 | b15 | b16 | b17 | b18 | b19 | b20 | b21 | b22 | b23 | b24 | b25 | b26 | b27 | b28 | b29 | b30 | b31 | b32 | b33 | b34 | b35 | b36 | b37 | b38 | b39 | b40 | b41 | b42 | b43 | b44 | b45 | b46 | b47 | b48 | b49 | b50 | b51 | b52 | b53 | b54 | b55 | b56 | b57 | b58 | b59 | b60 | b61 | b62 | b63 | b64 | b65 | b66 | b67 | b68 | b69 | b70 | b71 | b72 | b73 | b74 | b75 | b76 | b77 | b78 | b79 | b80 | b81 | b82 | b83 | b84 | b85 | b86 | b87 | b88 | b89 | b90 | b91 | b92 | b93 | b94 | b95 | b96 | b97 | b98 | b99 | b100 | b101 | b102 | b103 | b104 | b105 | b106 | b107 | b108 | b109 | b110 | b111 | b112 | b113 | b114 | b115 | b116 | b117 | b118
G1 | 0 | 0 | 0 | 1 | 0 | 0 | 0 | 0 | 0 | 0 | 0 | 0 | 0 | 0 | 0 | 0 | 0 | 0 | 0 | 0 | 0 | 0 | 0 | 0 | 0 | 0 | 0 | 0 | 0 | 0 | 0 | 0 | 0 | 0 | 0 | 0 | 0 | 0 | 0 | 0 | 0 | 0 | 0 | 0 | 0 | 0 | 0 | 0 | 0 | 0 | 0 | 0 | 0 | 0 | 0 | 0 | 0 | 0 | 0 | 0 | 0 | 0 | 0 | 0 | 0 | 0 | 0 | 0 | 0 | 0 | 0 | 0 | 0 | 0 | 0 | 0 | 0 | 0 | 0 | 0 | 0 | 0 | 0 | 0 | 0 | 0 | 0 | 0 | 0 | 0 | 0 | 0 | 0 | 0 | 0 | 0 | 0 | 0 | 0 | 0 | 0 | 0 | 0 | 0 | 0 | 0 | 0 | 0 | 0 | 0 | 0 | 0 | 0 | 0 | 0 | 0 | 0 | 0
G2 | 0 | 0 | 0 | 0 | 0 | 1 | 0 | 0 | 0 | 0 | 0 | 0 | 0 | 0 | 0 | 0 | 0 | 0 | 0 | 0 | 0 | 0 | 0 | 0 | 0 | 0 | 0 | 0 | 0 | 0 | 0 | 0 | 0 | 0 | 0 | 0 | 0 | 0 | 0 | 0 | 0 | 0 | 0 | 0 | 0 | 0 | 0 | 0 | 0 | 0 | 0 | 0 | 0 | 0 | 0 | 0 | 0 | 0 | 0 | 0 | 0 | 0 | 0 | 0 | 0 | 0 | 0 | 0 | 0 | 0 | 0 | 0 | 0 | 0 | 0 | 0 | 0 | 0 | 0 | 0 | 0 | 0 | 0 | 0 | 0 | 0 | 0 | 0 | 0 | 0 | 0 | 0 | 0 | 0 | 0 | 0 | 0 | 0 | 0 | 0 | 0 | 0 | 0 | 0 | 0 | 0 | 0 | 0 | 0 | 0 | 0 | 0 | 0 | 0 | 0 | 0 | 0 | 0
G3 | 0 | 0 | 0 | 0 | 0 | 0 | 0 | 1 | 0 | 0 | 0 | 0 | 0 | 0 | 0 | 0 | 0 | 0 | 0 | 0 | 0 | 0 | 0 | 0 | 0 | 0 | 0 | 0 | 0 | 0 | 0 | 0 | 0 | 0 | 0 | 0 | 0 | 0 | 0 | 0 | 0 | 0 | 0 | 0 | 0 | 0 | 0 | 0 | 0 | 0 | 0 | 0 | 0 | 0 | 0 | 0 | 0 | 0 | 0 | 0 | 0 | 0 | 0 | 0 | 0 | 0 | 0 | 0 | 0 | 0 | 0 | 0 | 0 | 0 | 0 | 0 | 0 | 0 | 0 | 0 | 0 | 0 | 0 | 0 | 0 | 0 | 0 | 0 | 0 | 0 | 0 | 0 | 0 | 0 | 0 | 0 | 0 | 0 | 0 | 0 | 0 | 0 | 0 | 0 | 0 | 0 | 0 | 0 | 0 | 0 | 0 | 0 | 0 | 0 | 0 | 0 | 0 | 0
G4 | 0 | 0 | 0 | 0 | 0 | 0 | 0 | 0 | 0 | 1 | 0 | 0 | 0 | 0 | 0 | 0 | 0 | 0 | 0 | 0 | 0 | 0 | 0 | 0 | 0 | 0 | 0 | 0 | 0 | 0 | 0 | 0 | 0 | 0 | 0 | 0 | 0 | 0 | 0 | 0 | 0 | 0 | 0 | 0 | 0 | 0 | 0 | 0 | 0 | 0 | 0 | 0 | 0 | 0 | 0 | 0 | 0 | 0 | 0 | 0 | 0 | 0 | 0 | 0 | 0 | 0 | 0 | 0 | 0 | 0 | 0 | 0 | 0 | 0 | 0 | 0 | 0 | 0 | 0 | 0 | 0 | 0 | 0 | 0 | 0 | 0 | 0 | 0 | 0 | 0 | 0 | 0 | 0 | 0 | 0 | 0 | 0 | 0 | 0 | 0 | 0 | 0 | 0 | 0 | 0 | 0 | 0 | 0 | 0 | 0 | 0 | 0 | 0 | 0 | 0 | 0 | 0 | 0
G5 | 0 | 0 | 0 | 0 | 0 | 0 | 0 | 0 | 0 | 0 | 0 | 1 | 0 | 0 | 0 | 0 | 0 | 0 | 0 | 0 | 0 | 0 | 0 | 0 | 0 | 0 | 0 | 0 | 0 | 0 | 0 | 0 | 0 | 0 | 0 | 0 | 0 | 0 | 0 | 0 | 0 | 0 | 0 | 0 | 0 | 0 | 0 | 0 | 0 | 0 | 0 | 0 | 0 | 0 | 0 | 0 | 0 | 0 | 0 | 0 | 0 | 0 | 0 | 0 | 0 | 0 | 0 | 0 | 0 | 0 | 0 | 0 | 0 | 0 | 0 | 0 | 0 | 0 | 0 | 0 | 0 | 0 | 0 | 0 | 0 | 0 | 0 | 0 | 0 | 0 | 0 | 0 | 0 | 0 | 0 | 0 | 0 | 0 | 0 | 0 | 0 | 0 | 0 | 0 | 0 | 0 | 0 | 0 | 0 | 0 | 0 | 0 | 0 | 0 | 0 | 0 | 0 | 0
G6 | 0 | 0 | 0 | 0 | 0 | 0 | 0 | 0 | 0 | 0 | 0 | 0 | 0 | 0 | 1 | 0 | 0 | 0 | 0 | 0 | 0 | 0 | 0 | 0 | 0 | 0 | 0 | 0 | 0 | 0 | 0 | 0 | 0 | 0 | 0 | 0 | 0 | 0 | 0 | 0 | 0 | 0 | 0 | 0 | 0 | 0 | 0 | 0 | 0 | 0 | 0 | 0 | 0 | 0 | 0 | 0 | 0 | 0 | 0 | 0 | 0 | 0 | 0 | 0 | 0 | 0 | 0 | 0 | 0 | 0 | 0 | 0 | 0 | 0 | 0 | 0 | 0 | 0 | 0 | 0 | 0 | 0 | 0 | 0 | 0 | 0 | 0 | 0 | 0 | 0 | 0 | 0 | 0 | 0 | 0 | 0 | 0 | 0 | 0 | 0 | 0 | 0 | 0 | 0 | 0 | 0 | 0 | 0 | 0 | 0 | 0 | 0 | 0 | 0 | 0 | 0 | 0 | 0
G7 | 0 | 0 | 0 | 0 | 0 | 0 | 0 | 0 | 0 | 0 | 0 | 0 | 0 | 0 | 0 | 0 | 0 | 1 | 0 | 0 | 0 | 0 | 0 | 0 | 0 | 0 | 0 | 0 | 0 | 0 | 0 | 0 | 0 | 0 | 0 | 0 | 0 | 0 | 0 | 0 | 0 | 0 | 0 | 0 | 0 | 0 | 0 | 0 | 0 | 0 | 0 | 0 | 0 | 0 | 0 | 0 | 0 | 0 | 0 | 0 | 0 | 0 | 0 | 0 | 0 | 0 | 0 | 0 | 0 | 0 | 0 | 0 | 0 | 0 | 0 | 0 | 0 | 0 | 0 | 0 | 0 | 0 | 0 | 0 | 0 | 0 | 0 | 0 | 0 | 0 | 0 | 0 | 0 | 0 | 0 | 0 | 0 | 0 | 0 | 0 | 0 | 0 | 0 | 0 | 0 | 0 | 0 | 0 | 0 | 0 | 0 | 0 | 0 | 0 | 0 | 0 | 0 | 0
G8 | 0 | 0 | 0 | 0 | 0 | 0 | 0 | 0 | 0 | 0 | 0 | 0 | 0 | 0 | 0 | 0 | 0 | 0 | 1 | 0 | 0 | 0 | 0 | 0 | 0 | 0 | 0 | 0 | 0 | 0 | 0 | 0 | 0 | 0 | 0 | 0 | 0 | 0 | 0 | 0 | 0 | 0 | 0 | 0 | 0 | 0 | 0 | 0 | 0 | 0 | 0 | 0 | 0 | 0 | 0 | 0 | 0 | 0 | 0 | 0 | 0 | 0 | 0 | 0 | 0 | 0 | 0 | 0 | 0 | 0 | 0 | 0 | 0 | 0 | 0 | 0 | 0 | 0 | 0 | 0 | 0 | 0 | 0 | 0 | 0 | 0 | 0 | 0 | 0 | 0 | 0 | 0 | 0 | 0 | 0 | 0 | 0 | 0 | 0 | 0 | 0 | 0 | 0 | 0 | 0 | 0 | 0 | 0 | 0 | 0 | 0 | 0 | 0 | 0 | 0 | 0 | 0 | 0
G9 | 0 | 0 | 0 | 0 | 0 | 0 | 0 | 0 | 0 | 0 | 0 | 0 | 0 | 0 | 0 | 0 | 0 | 0 | 0 | 0 | 0 | 0 | 0 | 1 | 0 | 0 | 0 | 0 | 0 | 0 | 0 | 0 | 0 | 0 | 0 | 0 | 0 | 0 | 0 | 0 | 0 | 0 | 0 | 0 | 0 | 0 | 0 | 0 | 0 | 0 | 0 | 0 | 0 | 0 | 0 | 0 | 0 | 0 | 0 | 0 | 0 | 0 | 0 | 0 | 0 | 0 | 0 | 0 | 0 | 0 | 0 | 0 | 0 | 0 | 0 | 0 | 0 | 0 | 0 | 0 | 0 | 0 | 0 | 0 | 0 | 0 | 0 | 0 | 0 | 0 | 0 | 0 | 0 | 0 | 0 | 0 | 0 | 0 | 0 | 0 | 0 | 0 | 0 | 0 | 0 | 0 | 0 | 0 | 0 | 0 | 0 | 0 | 0 | 0 | 0 | 0 | 0 | 0
G10 | 0 | 0 | 0 | 0 | 0 | 0 | 0 | 0 | 0 | 0 | 0 | 0 | 0 | 0 | 0 | 0 | 0 | 0 | 0 | 0 | 0 | 0 | 0 | 0 | 1 | 0 | 0 | 0 | 0 | 0 | 0 | 0 | 0 | 0 | 0 | 0 | 0 | 0 | 0 | 0 | 0 | 0 | 0 | 0 | 0 | 0 | 0 | 0 | 0 | 0 | 0 | 0 | 0 | 0 | 0 | 0 | 0 | 0 | 0 | 0 | 0 | 0 | 0 | 0 | 0 | 0 | 0 | 0 | 0 | 0 | 0 | 0 | 0 | 0 | 0 | 0 | 0 | 0 | 0 | 0 | 0 | 0 | 0 | 0 | 0 | 0 | 0 | 0 | 0 | 0 | 0 | 0 | 0 | 0 | 0 | 0 | 0 | 0 | 0 | 0 | 0 | 0 | 0 | 0 | 0 | 0 | 0 | 0 | 0 | 0 | 0 | 0 | 0 | 0 | 0 | 0 | 0 | 0
G11 | 0 | 0 | 0 | 0 | 0 | 0 | 0 | 0 | 0 | 0 | 0 | 0 | 0 | 0 | 0 | 0 | 0 | 0 | 0 | 0 | 0 | 0 | 0 | 0 | 0 | 1 | 0 | 0 | 0 | 0 | 0 | 0 | 0 | 0 | 0 | 0 | 0 | 0 | 0 | 0 | 0 | 0 | 0 | 0 | 0 | 0 | 0 | 0 | 0 | 0 | 0 | 0 | 0 | 0 | 0 | 0 | 0 | 0 | 0 | 0 | 0 | 0 | 0 | 0 | 0 | 0 | 0 | 0 | 0 | 0 | 0 | 0 | 0 | 0 | 0 | 0 | 0 | 0 | 0 | 0 | 0 | 0 | 0 | 0 | 0 | 0 | 0 | 0 | 0 | 0 | 0 | 0 | 0 | 0 | 0 | 0 | 0 | 0 | 0 | 0 | 0 | 0 | 0 | 0 | 0 | 0 | 0 | 0 | 0 | 0 | 0 | 0 | 0 | 0 | 0 | 0 | 0 | 0
G12 | 0 | 0 | 0 | 0 | 0 | 0 | 0 | 0 | 0 | 0 | 0 | 0 | 0 | 0 | 0 | 0 | 0 | 0 | 0 | 0 | 0 | 0 | 0 | 0 | 0 | 0 | 1 | 0 | 0 | 0 | 0 | 0 | 0 | 0 | 0 | 0 | 0 | 0 | 0 | 0 | 0 | 0 | 0 | 0 | 0 | 0 | 0 | 0 | 0 | 0 | 0 | 0 | 0 | 0 | 0 | 0 | 0 | 0 | 0 | 0 | 0 | 0 | 0 | 0 | 0 | 0 | 0 | 0 | 0 | 0 | 0 | 0 | 0 | 0 | 0 | 0 | 0 | 0 | 0 | 0 | 0 | 0 | 0 | 0 | 0 | 0 | 0 | 0 | 0 | 0 | 0 | 0 | 0 | 0 | 0 | 0 | 0 | 0 | 0 | 0 | 0 | 0 | 0 | 0 | 0 | 0 | 0 | 0 | 0 | 0 | 0 | 0 | 0 | 0 | 0 | 0 | 0 | 0
G13 | 0 | 0 | 0 | 0 | 0 | 0 | 0 | 0 | 0 | 0 | 0 | 0 | 0 | 0 | 0 | 0 | 0 | 0 | 0 | 0 | 0 | 0 | 0 | 0 | 0 | 0 | 0 | 0 | 0 | 0 | 1 | 0 | 0 | 0 | 0 | 0 | 0 | 0 | 0 | 0 | 0 | 0 | 0 | 0 | 0 | 0 | 0 | 0 | 0 | 0 | 0 | 0 | 0 | 0 | 0 | 0 | 0 | 0 | 0 | 0 | 0 | 0 | 0 | 0 | 0 | 0 | 0 | 0 | 0 | 0 | 0 | 0 | 0 | 0 | 0 | 0 | 0 | 0 | 0 | 0 | 0 | 0 | 0 | 0 | 0 | 0 | 0 | 0 | 0 | 0 | 0 | 0 | 0 | 0 | 0 | 0 | 0 | 0 | 0 | 0 | 0 | 0 | 0 | 0 | 0 | 0 | 0 | 0 | 0 | 0 | 0 | 0 | 0 | 0 | 0 | 0 | 0 | 0
G14 | 0 | 0 | 0 | 0 | 0 | 0 | 0 | 0 | 0 | 0 | 0 | 0 | 0 | 0 | 0 | 0 | 0 | 0 | 0 | 0 | 0 | 0 | 0 | 0 | 0 | 0 | 0 | 0 | 0 | 0 | 0 | 1 | 0 | 0 | 0 | 0 | 0 | 0 | 0 | 0 | 0 | 0 | 0 | 0 | 0 | 0 | 0 | 0 | 0 | 0 | 0 | 0 | 0 | 0 | 0 | 0 | 0 | 0 | 0 | 0 | 0 | 0 | 0 | 0 | 0 | 0 | 0 | 0 | 0 | 0 | 0 | 0 | 0 | 0 | 0 | 0 | 0 | 0 | 0 | 0 | 0 | 0 | 0 | 0 | 0 | 0 | 0 | 0 | 0 | 0 | 0 | 0 | 0 | 0 | 0 | 0 | 0 | 0 | 0 | 0 | 0 | 0 | 0 | 0 | 0 | 0 | 0 | 0 | 0 | 0 | 0 | 0 | 0 | 0 | 0 | 0 | 0 | 0
G15 | 0 | 0 | 0 | 0 | 0 | 0 | 0 | 0 | 0 | 0 | 0 | 0 | 0 | 0 | 0 | 0 | 0 | 0 | 0 | 0 | 0 | 0 | 0 | 0 | 0 | 0 | 0 | 0 | 0 | 0 | 0 | 0 | 0 | 1 | 0 | 0 | 0 | 0 | 0 | 0 | 0 | 0 | 0 | 0 | 0 | 0 | 0 | 0 | 0 | 0 | 0 | 0 | 0 | 0 | 0 | 0 | 0 | 0 | 0 | 0 | 0 | 0 | 0 | 0 | 0 | 0 | 0 | 0 | 0 | 0 | 0 | 0 | 0 | 0 | 0 | 0 | 0 | 0 | 0 | 0 | 0 | 0 | 0 | 0 | 0 | 0 | 0 | 0 | 0 | 0 | 0 | 0 | 0 | 0 | 0 | 0 | 0 | 0 | 0 | 0 | 0 | 0 | 0 | 0 | 0 | 0 | 0 | 0 | 0 | 0 | 0 | 0 | 0 | 0 | 0 | 0 | 0 | 0
G16 | 0 | 0 | 0 | 0 | 0 | 0 | 0 | 0 | 0 | 0 | 0 | 0 | 0 | 0 | 0 | 0 | 0 | 0 | 0 | 0 | 0 | 0 | 0 | 0 | 0 | 0 | 0 | 0 | 0 | 0 | 0 | 0 | 0 | 0 | 0 | 1 | 0 | 0 | 0 | 0 | 0 | 0 | 0 | 0 | 0 | 0 | 0 | 0 | 0 | 0 | 0 | 0 | 0 | 0 | 0 | 0 | 0 | 0 | 0 | 0 | 0 | 0 | 0 | 0 | 0 | 0 | 0 | 0 | 0 | 0 | 0 | 0 | 0 | 0 | 0 | 0 | 0 | 0 | 0 | 0 | 0 | 0 | 0 | 0 | 0 | 0 | 0 | 0 | 0 | 0 | 0 | 0 | 0 | 0 | 0 | 0 | 0 | 0 | 0 | 0 | 0 | 0 | 0 | 0 | 0 | 0 | 0 | 0 | 0 | 0 | 0 | 0 | 0 | 0 | 0 | 0 | 0 | 0
G17 | 0 | 0 | 0 | 0 | 0 | 0 | 0 | 0 | 0 | 0 | 0 | 0 | 0 | 0 | 0 | 0 | 0 | 0 | 0 | 0 | 0 | 0 | 0 | 0 | 0 | 0 | 0 | 0 | 0 | 0 | 0 | 0 | 0 | 0 | 0 | 0 | 0 | 0 | 0 | 1 | 0 | 0 | 0 | 0 | 0 | 0 | 0 | 0 | 0 | 0 | 0 | 0 | 0 | 0 | 0 | 0 | 0 | 0 | 0 | 0 | 0 | 0 | 0 | 0 | 0 | 0 | 0 | 0 | 0 | 0 | 0 | 0 | 0 | 0 | 0 | 0 | 0 | 0 | 0 | 0 | 0 | 0 | 0 | 0 | 0 | 0 | 0 | 0 | 0 | 0 | 0 | 0 | 0 | 0 | 0 | 0 | 0 | 0 | 0 | 0 | 0 | 0 | 0 | 0 | 0 | 0 | 0 | 0 | 0 | 0 | 0 | 0 | 0 | 0 | 0 | 0 | 0 | 0
G18 | 0 | 0 | 0 | 0 | 0 | 0 | 0 | 0 | 0 | 0 | 0 | 0 | 0 | 0 | 0 | 0 | 0 | 0 | 0 | 0 | 0 | 0 | 0 | 0 | 0 | 0 | 0 | 0 | 0 | 0 | 0 | 0 | 0 | 0 | 0 | 0 | 0 | 0 | 0 | 0 | 0 | 1 | 0 | 0 | 0 | 0 | 0 | 0 | 0 | 0 | 0 | 0 | 0 | 0 | 0 | 0 | 0 | 0 | 0 | 0 | 0 | 0 | 0 | 0 | 0 | 0 | 0 | 0 | 0 | 0 | 0 | 0 | 0 | 0 | 0 | 0 | 0 | 0 | 0 | 0 | 0 | 0 | 0 | 0 | 0 | 0 | 0 | 0 | 0 | 0 | 0 | 0 | 0 | 0 | 0 | 0 | 0 | 0 | 0 | 0 | 0 | 0 | 0 | 0 | 0 | 0 | 0 | 0 | 0 | 0 | 0 | 0 | 0 | 0 | 0 | 0 | 0 | 0
G19 | 0 | 0 | 0 | 0 | 0 | 0 | 0 | 0 | 0 | 0 | 0 | 0 | 0 | 0 | 0 | 0 | 0 | 0 | 0 | 0 | 0 | 0 | 0 | 0 | 0 | 0 | 0 | 0 | 0 | 0 | 0 | 0 | 0 | 0 | 0 | 0 | 0 | 0 | 0 | 0 | 0 | 0 | 0 | 0 | 0 | 1 | 0 | 0 | 0 | 0 | 0 | 0 | 0 | 0 | 0 | 0 | 0 | 0 | 0 | 0 | 0 | 0 | 0 | 0 | 0 | 0 | 0 | 0 | 0 | 0 | 0 | 0 | 0 | 0 | 0 | 0 | 0 | 0 | 0 | 0 | 0 | 0 | 0 | 0 | 0 | 0 | 0 | 0 | 0 | 0 | 0 | 0 | 0 | 0 | 0 | 0 | 0 | 0 | 0 | 0 | 0 | 0 | 0 | 0 | 0 | 0 | 0 | 0 | 0 | 0 | 0 | 0 | 0 | 0 | 0 | 0 | 0 | 0
G20 | 0 | 0 | 0 | 0 | 0 | 0 | 0 | 0 | 0 | 0 | 0 | 0 | 0 | 0 | 0 | 0 | 0 | 0 | 0 | 0 | 0 | 0 | 0 | 0 | 0 | 0 | 0 | 0 | 0 | 0 | 0 | 0 | 0 | 0 | 0 | 0 | 0 | 0 | 0 | 0 | 0 | 0 | 0 | 0 | 0 | 0 | 0 | 0 | 1 | 0 | 0 | 0 | 0 | 0 | 0 | 0 | 0 | 0 | 0 | 0 | 0 | 0 | 0 | 0 | 0 | 0 | 0 | 0 | 0 | 0 | 0 | 0 | 0 | 0 | 0 | 0 | 0 | 0 | 0 | 0 | 0 | 0 | 0 | 0 | 0 | 0 | 0 | 0 | 0 | 0 | 0 | 0 | 0 | 0 | 0 | 0 | 0 | 0 | 0 | 0 | 0 | 0 | 0 | 0 | 0 | 0 | 0 | 0 | 0 | 0 | 0 | 0 | 0 | 0 | 0 | 0 | 0 | 0
G21 | 0 | 0 | 0 | 0 | 0 | 0 | 0 | 0 | 0 | 0 | 0 | 0 | 0 | 0 | 0 | 0 | 0 | 0 | 0 | 0 | 0 | 0 | 0 | 0 | 0 | 0 | 0 | 0 | 0 | 0 | 0 | 0 | 0 | 0 | 0 | 0 | 0 | 0 | 0 | 0 | 0 | 0 | 0 | 0 | 0 | 0 | 0 | 0 | 0 | 0 | 0 | 0 | 0 | 1 | 0 | 0 | 0 | 0 | 0 | 0 | 0 | 0 | 0 | 0 | 0 | 0 | 0 | 0 | 0 | 0 | 0 | 0 | 0 | 0 | 0 | 0 | 0 | 0 | 0 | 0 | 0 | 0 | 0 | 0 | 0 | 0 | 0 | 0 | 0 | 0 | 0 | 0 | 0 | 0 | 0 | 0 | 0 | 0 | 0 | 0 | 0 | 0 | 0 | 0 | 0 | 0 | 0 | 0 | 0 | 0 | 0 | 0 | 0 | 0 | 0 | 0 | 0 | 0
G22 | 0 | 0 | 0 | 0 | 0 | 0 | 0 | 0 | 0 | 0 | 0 | 0 | 0 | 0 | 0 | 0 | 0 | 0 | 0 | 0 | 0 | 0 | 0 | 0 | 0 | 0 | 0 | 0 | 0 | 0 | 0 | 0 | 0 | 0 | 0 | 0 | 0 | 0 | 0 | 0 | 0 | 0 | 0 | 0 | 0 | 0 | 0 | 0 | 0 | 0 | 0 | 0 | 0 | 0 | 1 | 0 | 0 | 0 | 0 | 0 | 0 | 0 | 0 | 0 | 0 | 0 | 0 | 0 | 0 | 0 | 0 | 0 | 0 | 0 | 0 | 0 | 0 | 0 | 0 | 0 | 0 | 0 | 0 | 0 | 0 | 0 | 0 | 0 | 0 | 0 | 0 | 0 | 0 | 0 | 0 | 0 | 0 | 0 | 0 | 0 | 0 | 0 | 0 | 0 | 0 | 0 | 0 | 0 | 0 | 0 | 0 | 0 | 0 | 0 | 0 | 0 | 0 | 0
G23 | 0 | 0 | 0 | 0 | 0 | 0 | 0 | 0 | 0 | 0 | 0 | 0 | 0 | 0 | 0 | 0 | 0 | 0 | 0 | 0 | 0 | 0 | 0 | 0 | 0 | 0 | 0 | 0 | 0 | 0 | 0 | 0 | 0 | 0 | 0 | 0 | 0 | 0 | 0 | 0 | 0 | 0 | 0 | 0 | 0 | 0 | 0 | 0 | 0 | 0 | 0 | 0 | 0 | 0 | 0 | 1 | 0 | 0 | 0 | 0 | 0 | 0 | 0 | 0 | 0 | 0 | 0 | 0 | 0 | 0 | 0 | 0 | 0 | 0 | 0 | 0 | 0 | 0 | 0 | 0 | 0 | 0 | 0 | 0 | 0 | 0 | 0 | 0 | 0 | 0 | 0 | 0 | 0 | 0 | 0 | 0 | 0 | 0 | 0 | 0 | 0 | 0 | 0 | 0 | 0 | 0 | 0 | 0 | 0 | 0 | 0 | 0 | 0 | 0 | 0 | 0 | 0 | 0
G24 | 0 | 0 | 0 | 0 | 0 | 0 | 0 | 0 | 0 | 0 | 0 | 0 | 0 | 0 | 0 | 0 | 0 | 0 | 0 | 0 | 0 | 0 | 0 | 0 | 0 | 0 | 0 | 0 | 0 | 0 | 0 | 0 | 0 | 0 | 0 | 0 | 0 | 0 | 0 | 0 | 0 | 0 | 0 | 0 | 0 | 0 | 0 | 0 | 0 | 0 | 0 | 0 | 0 | 0 | 0 | 0 | 0 | 0 | 1 | 0 | 0 | 0 | 0 | 0 | 0 | 0 | 0 | 0 | 0 | 0 | 0 | 0 | 0 | 0 | 0 | 0 | 0 | 0 | 0 | 0 | 0 | 0 | 0 | 0 | 0 | 0 | 0 | 0 | 0 | 0 | 0 | 0 | 0 | 0 | 0 | 0 | 0 | 0 | 0 | 0 | 0 | 0 | 0 | 0 | 0 | 0 | 0 | 0 | 0 | 0 | 0 | 0 | 0 | 0 | 0 | 0 | 0 | 0
G25 | 0 | 0 | 0 | 0 | 0 | 0 | 0 | 0 | 0 | 0 | 0 | 0 | 0 | 0 | 0 | 0 | 0 | 0 | 0 | 0 | 0 | 0 | 0 | 0 | 0 | 0 | 0 | 0 | 0 | 0 | 0 | 0 | 0 | 0 | 0 | 0 | 0 | 0 | 0 | 0 | 0 | 0 | 0 | 0 | 0 | 0 | 0 | 0 | 0 | 0 | 0 | 0 | 0 | 0 | 0 | 0 | 0 | 0 | 0 | 0 | 1 | 0 | 0 | 0 | 0 | 0 | 0 | 0 | 0 | 0 | 0 | 0 | 0 | 0 | 0 | 0 | 0 | 0 | 0 | 0 | 0 | 0 | 0 | 0 | 0 | 0 | 0 | 0 | 0 | 0 | 0 | 0 | 0 | 0 | 0 | 0 | 0 | 0 | 0 | 0 | 0 | 0 | 0 | 0 | 0 | 0 | 0 | 0 | 0 | 0 | 0 | 0 | 0 | 0 | 0 | 0 | 0 | 0
G26 | 0 | 0 | 0 | 0 | 0 | 0 | 0 | 0 | 0 | 0 | 0 | 0 | 0 | 0 | 0 | 0 | 0 | 0 | 0 | 0 | 0 | 0 | 0 | 0 | 0 | 0 | 0 | 0 | 0 | 0 | 0 | 0 | 0 | 0 | 0 | 0 | 0 | 0 | 0 | 0 | 0 | 0 | 0 | 0 | 0 | 0 | 0 | 0 | 0 | 0 | 0 | 0 | 0 | 0 | 0 | 0 | 0 | 0 | 0 | 0 | 0 | 1 | 0 | 0 | 0 | 0 | 0 | 0 | 0 | 0 | 0 | 0 | 0 | 0 | 0 | 0 | 0 | 0 | 0 | 0 | 0 | 0 | 0 | 0 | 0 | 0 | 0 | 0 | 0 | 0 | 0 | 0 | 0 | 0 | 0 | 0 | 0 | 0 | 0 | 0 | 0 | 0 | 0 | 0 | 0 | 0 | 0 | 0 | 0 | 0 | 0 | 0 | 0 | 0 | 0 | 0 | 0 | 0
G27 | 0 | 0 | 0 | 0 | 0 | 0 | 0 | 0 | 0 | 0 | 0 | 0 | 0 | 0 | 0 | 0 | 0 | 0 | 0 | 0 | 0 | 0 | 0 | 0 | 0 | 0 | 0 | 0 | 0 | 0 | 0 | 0 | 0 | 0 | 0 | 0 | 0 | 0 | 0 | 0 | 0 | 0 | 0 | 0 | 0 | 0 | 0 | 0 | 0 | 0 | 0 | 0 | 0 | 0 | 0 | 0 | 0 | 0 | 0 | 0 | 0 | 0 | 0 | 0 | 1 | 0 | 0 | 0 | 0 | 0 | 0 | 0 | 0 | 0 | 0 | 0 | 0 | 0 | 0 | 0 | 0 | 0 | 0 | 0 | 0 | 0 | 0 | 0 | 0 | 0 | 0 | 0 | 0 | 0 | 0 | 0 | 0 | 0 | 0 | 0 | 0 | 0 | 0 | 0 | 0 | 0 | 0 | 0 | 0 | 0 | 0 | 0 | 0 | 0 | 0 | 0 | 0 | 0
G28 | 0 | 0 | 0 | 0 | 0 | 0 | 0 | 0 | 0 | 0 | 0 | 0 | 0 | 0 | 0 | 0 | 0 | 0 | 0 | 0 | 0 | 0 | 0 | 0 | 0 | 0 | 0 | 0 | 0 | 0 | 0 | 0 | 0 | 0 | 0 | 0 | 0 | 0 | 0 | 0 | 0 | 0 | 0 | 0 | 0 | 0 | 0 | 0 | 0 | 0 | 0 | 0 | 0 | 0 | 0 | 0 | 0 | 0 | 0 | 0 | 0 | 0 | 0 | 0 | 0 | 1 | 0 | 0 | 0 | 0 | 0 | 0 | 0 | 0 | 0 | 0 | 0 | 0 | 0 | 0 | 0 | 0 | 0 | 0 | 0 | 0 | 0 | 0 | 0 | 0 | 0 | 0 | 0 | 0 | 0 | 0 | 0 | 0 | 0 | 0 | 0 | 0 | 0 | 0 | 0 | 0 | 0 | 0 | 0 | 0 | 0 | 0 | 0 | 0 | 0 | 0 | 0 | 0
G29 | 0 | 0 | 0 | 0 | 0 | 0 | 0 | 0 | 0 | 0 | 0 | 0 | 0 | 0 | 0 | 0 | 0 | 0 | 0 | 0 | 0 | 0 | 0 | 0 | 0 | 0 | 0 | 0 | 0 | 0 | 0 | 0 | 0 | 0 | 0 | 0 | 0 | 0 | 0 | 0 | 0 | 0 | 0 | 0 | 0 | 0 | 0 | 0 | 0 | 0 | 0 | 0 | 0 | 0 | 0 | 0 | 0 | 0 | 0 | 0 | 0 | 0 | 0 | 0 | 0 | 0 | 0 | 0 | 1 | 0 | 0 | 0 | 0 | 0 | 0 | 0 | 0 | 0 | 0 | 0 | 0 | 0 | 0 | 0 | 0 | 0 | 0 | 0 | 0 | 0 | 0 | 0 | 0 | 0 | 0 | 0 | 0 | 0 | 0 | 0 | 0 | 0 | 0 | 0 | 0 | 0 | 0 | 0 | 0 | 0 | 0 | 0 | 0 | 0 | 0 | 0 | 0 | 0
G30 | 0 | 0 | 0 | 0 | 0 | 0 | 0 | 0 | 0 | 0 | 0 | 0 | 0 | 0 | 0 | 0 | 0 | 0 | 0 | 0 | 0 | 0 | 0 | 0 | 0 | 0 | 0 | 0 | 0 | 0 | 0 | 0 | 0 | 0 | 0 | 0 | 0 | 0 | 0 | 0 | 0 | 0 | 0 | 0 | 0 | 0 | 0 | 0 | 0 | 0 | 0 | 0 | 0 | 0 | 0 | 0 | 0 | 0 | 0 | 0 | 0 | 0 | 0 | 0 | 0 | 0 | 0 | 0 | 0 | 1 | 0 | 0 | 0 | 0 | 0 | 0 | 0 | 0 | 0 | 0 | 0 | 0 | 0 | 0 | 0 | 0 | 0 | 0 | 0 | 0 | 0 | 0 | 0 | 0 | 0 | 0 | 0 | 0 | 0 | 0 | 0 | 0 | 0 | 0 | 0 | 0 | 0 | 0 | 0 | 0 | 0 | 0 | 0 | 0 | 0 | 0 | 0 | 0
G31 | 0 | 0 | 0 | 0 | 0 | 0 | 0 | 0 | 0 | 0 | 0 | 0 | 0 | 0 | 0 | 0 | 0 | 0 | 0 | 0 | 0 | 0 | 0 | 0 | 0 | 0 | 0 | 0 | 0 | 0 | 0 | 0 | 0 | 0 | 0 | 0 | 0 | 0 | 0 | 0 | 0 | 0 | 0 | 0 | 0 | 0 | 0 | 0 | 0 | 0 | 0 | 0 | 0 | 0 | 0 | 0 | 0 | 0 | 0 | 0 | 0 | 0 | 0 | 0 | 0 | 0 | 0 | 0 | 0 | 0 | 0 | 1 | 0 | 0 | 0 | 0 | 0 | 0 | 0 | 0 | 0 | 0 | 0 | 0 | 0 | 0 | 0 | 0 | 0 | 0 | 0 | 0 | 0 | 0 | 0 | 0 | 0 | 0 | 0 | 0 | 0 | 0 | 0 | 0 | 0 | 0 | 0 | 0 | 0 | 0 | 0 | 0 | 0 | 0 | 0 | 0 | 0 | 0
G32 | 0 | 0 | 0 | 0 | 0 | 0 | 0 | 0 | 0 | 0 | 0 | 0 | 0 | 0 | 0 | 0 | 0 | 0 | 0 | 0 | 0 | 0 | 0 | 0 | 0 | 0 | 0 | 0 | 0 | 0 | 0 | 0 | 0 | 0 | 0 | 0 | 0 | 0 | 0 | 0 | 0 | 0 | 0 | 0 | 0 | 0 | 0 | 0 | 0 | 0 | 0 | 0 | 0 | 0 | 0 | 0 | 0 | 0 | 0 | 0 | 0 | 0 | 0 | 0 | 0 | 0 | 0 | 0 | 0 | 0 | 0 | 0 | 1 | 0 | 0 | 0 | 0 | 0 | 0 | 0 | 0 | 0 | 0 | 0 | 0 | 0 | 0 | 0 | 0 | 0 | 0 | 0 | 0 | 0 | 0 | 0 | 0 | 0 | 0 | 0 | 0 | 0 | 0 | 0 | 0 | 0 | 0 | 0 | 0 | 0 | 0 | 0 | 0 | 0 | 0 | 0 | 0 | 0
G33 | 0 | 0 | 0 | 0 | 0 | 0 | 0 | 0 | 0 | 0 | 0 | 0 | 0 | 0 | 0 | 0 | 0 | 0 | 0 | 0 | 0 | 0 | 0 | 0 | 0 | 0 | 0 | 0 | 0 | 0 | 0 | 0 | 0 | 0 | 0 | 0 | 0 | 0 | 0 | 0 | 0 | 0 | 0 | 0 | 0 | 0 | 0 | 0 | 0 | 0 | 0 | 0 | 0 | 0 | 0 | 0 | 0 | 0 | 0 | 0 | 0 | 0 | 0 | 0 | 0 | 0 | 0 | 0 | 0 | 0 | 0 | 0 | 0 | 1 | 0 | 0 | 0 | 0 | 0 | 0 | 0 | 0 | 0 | 0 | 0 | 0 | 0 | 0 | 0 | 0 | 0 | 0 | 0 | 0 | 0 | 0 | 0 | 0 | 0 | 0 | 0 | 0 | 0 | 0 | 0 | 0 | 0 | 0 | 0 | 0 | 0 | 0 | 0 | 0 | 0 | 0 | 0 | 0
G34 | 0 | 0 | 0 | 0 | 0 | 0 | 0 | 0 | 0 | 0 | 0 | 0 | 0 | 0 | 0 | 0 | 0 | 0 | 0 | 0 | 0 | 0 | 0 | 0 | 0 | 0 | 0 | 0 | 0 | 0 | 0 | 0 | 0 | 0 | 0 | 0 | 0 | 0 | 0 | 0 | 0 | 0 | 0 | 0 | 0 | 0 | 0 | 0 | 0 | 0 | 0 | 0 | 0 | 0 | 0 | 0 | 0 | 0 | 0 | 0 | 0 | 0 | 0 | 0 | 0 | 0 | 0 | 0 | 0 | 0 | 0 | 0 | 0 | 0 | 0 | 1 | 0 | 0 | 0 | 0 | 0 | 0 | 0 | 0 | 0 | 0 | 0 | 0 | 0 | 0 | 0 | 0 | 0 | 0 | 0 | 0 | 0 | 0 | 0 | 0 | 0 | 0 | 0 | 0 | 0 | 0 | 0 | 0 | 0 | 0 | 0 | 0 | 0 | 0 | 0 | 0 | 0 | 0
G35 | 0 | 0 | 0 | 0 | 0 | 0 | 0 | 0 | 0 | 0 | 0 | 0 | 0 | 0 | 0 | 0 | 0 | 0 | 0 | 0 | 0 | 0 | 0 | 0 | 0 | 0 | 0 | 0 | 0 | 0 | 0 | 0 | 0 | 0 | 0 | 0 | 0 | 0 | 0 | 0 | 0 | 0 | 0 | 0 | 0 | 0 | 0 | 0 | 0 | 0 | 0 | 0 | 0 | 0 | 0 | 0 | 0 | 0 | 0 | 0 | 0 | 0 | 0 | 0 | 0 | 0 | 0 | 0 | 0 | 0 | 0 | 0 | 0 | 0 | 0 | 0 | 1 | 0 | 0 | 0 | 0 | 0 | 0 | 0 | 0 | 0 | 0 | 0 | 0 | 0 | 0 | 0 | 0 | 0 | 0 | 0 | 0 | 0 | 0 | 0 | 0 | 0 | 0 | 0 | 0 | 0 | 0 | 0 | 0 | 0 | 0 | 0 | 0 | 0 | 0 | 0 | 0 | 0
G36 | 0 | 0 | 0 | 0 | 0 | 0 | 0 | 0 | 0 | 0 | 0 | 0 | 0 | 0 | 0 | 0 | 0 | 0 | 0 | 0 | 0 | 0 | 0 | 0 | 0 | 0 | 0 | 0 | 0 | 0 | 0 | 0 | 0 | 0 | 0 | 0 | 0 | 0 | 0 | 0 | 0 | 0 | 0 | 0 | 0 | 0 | 0 | 0 | 0 | 0 | 0 | 0 | 0 | 0 | 0 | 0 | 0 | 0 | 0 | 0 | 0 | 0 | 0 | 0 | 0 | 0 | 0 | 0 | 0 | 0 | 0 | 0 | 0 | 0 | 0 | 0 | 0 | 0 | 0 | 1 | 0 | 0 | 0 | 0 | 0 | 0 | 0 | 0 | 0 | 0 | 0 | 0 | 0 | 0 | 0 | 0 | 0 | 0 | 0 | 0 | 0 | 0 | 0 | 0 | 0 | 0 | 0 | 0 | 0 | 0 | 0 | 0 | 0 | 0 | 0 | 0 | 0 | 0
G37 | 0 | 0 | 0 | 0 | 0 | 0 | 0 | 0 | 0 | 0 | 0 | 0 | 0 | 0 | 0 | 0 | 0 | 0 | 0 | 0 | 0 | 0 | 0 | 0 | 0 | 0 | 0 | 0 | 0 | 0 | 0 | 0 | 0 | 0 | 0 | 0 | 0 | 0 | 0 | 0 | 0 | 0 | 0 | 0 | 0 | 0 | 0 | 0 | 0 | 0 | 0 | 0 | 0 | 0 | 0 | 0 | 0 | 0 | 0 | 0 | 0 | 0 | 0 | 0 | 0 | 0 | 0 | 0 | 0 | 0 | 0 | 0 | 0 | 0 | 0 | 0 | 0 | 0 | 0 | 0 | 0 | 1 | 0 | 0 | 0 | 0 | 0 | 0 | 0 | 0 | 0 | 0 | 0 | 0 | 0 | 0 | 0 | 0 | 0 | 0 | 0 | 0 | 0 | 0 | 0 | 0 | 0 | 0 | 0 | 0 | 0 | 0 | 0 | 0 | 0 | 0 | 0 | 0
G38 | 0 | 0 | 0 | 0 | 0 | 0 | 0 | 0 | 0 | 0 | 0 | 0 | 0 | 0 | 0 | 0 | 0 | 0 | 0 | 0 | 0 | 0 | 0 | 0 | 0 | 0 | 0 | 0 | 0 | 0 | 0 | 0 | 0 | 0 | 0 | 0 | 0 | 0 | 0 | 0 | 0 | 0 | 0 | 0 | 0 | 0 | 0 | 0 | 0 | 0 | 0 | 0 | 0 | 0 | 0 | 0 | 0 | 0 | 0 | 0 | 0 | 0 | 0 | 0 | 0 | 0 | 0 | 0 | 0 | 0 | 0 | 0 | 0 | 0 | 0 | 0 | 0 | 0 | 0 | 0 | 0 | 0 | 0 | 0 | 1 | 0 | 0 | 0 | 0 | 0 | 0 | 0 | 0 | 0 | 0 | 0 | 0 | 0 | 0 | 0 | 0 | 0 | 0 | 0 | 0 | 0 | 0 | 0 | 0 | 0 | 0 | 0 | 0 | 0 | 0 | 0 | 0 | 0
G39 | 0 | 0 | 0 | 0 | 0 | 0 | 0 | 0 | 0 | 0 | 0 | 0 | 0 | 0 | 0 | 0 | 0 | 0 | 0 | 0 | 0 | 0 | 0 | 0 | 0 | 0 | 0 | 0 | 0 | 0 | 0 | 0 | 0 | 0 | 0 | 0 | 0 | 0 | 0 | 0 | 0 | 0 | 0 | 0 | 0 | 0 | 0 | 0 | 0 | 0 | 0 | 0 | 0 | 0 | 0 | 0 | 0 | 0 | 0 | 0 | 0 | 0 | 0 | 0 | 0 | 0 | 0 | 0 | 0 | 0 | 0 | 0 | 0 | 0 | 0 | 0 | 0 | 0 | 0 | 0 | 0 | 0 | 0 | 0 | 0 | 0 | 1 | 0 | 0 | 0 | 0 | 0 | 0 | 0 | 0 | 0 | 0 | 0 | 0 | 0 | 0 | 0 | 0 | 0 | 0 | 0 | 0 | 0 | 0 | 0 | 0 | 0 | 0 | 0 | 0 | 0 | 0 | 0
G40 | 0 | 0 | 0 | 0 | 0 | 0 | 0 | 0 | 0 | 0 | 0 | 0 | 0 | 0 | 0 | 0 | 0 | 0 | 0 | 0 | 0 | 0 | 0 | 0 | 0 | 0 | 0 | 0 | 0 | 0 | 0 | 0 | 0 | 0 | 0 | 0 | 0 | 0 | 0 | 0 | 0 | 0 | 0 | 0 | 0 | 0 | 0 | 0 | 0 | 0 | 0 | 0 | 0 | 0 | 0 | 0 | 0 | 0 | 0 | 0 | 0 | 0 | 0 | 0 | 0 | 0 | 0 | 0 | 0 | 0 | 0 | 0 | 0 | 0 | 0 | 0 | 0 | 0 | 0 | 0 | 0 | 0 | 0 | 0 | 0 | 0 | 0 | 0 | 1 | 0 | 0 | 0 | 0 | 0 | 0 | 0 | 0 | 0 | 0 | 0 | 0 | 0 | 0 | 0 | 0 | 0 | 0 | 0 | 0 | 0 | 0 | 0 | 0 | 0 | 0 | 0 | 0 | 0
G41 | 0 | 0 | 0 | 0 | 0 | 0 | 0 | 0 | 0 | 0 | 0 | 0 | 0 | 0 | 0 | 0 | 0 | 0 | 0 | 0 | 0 | 0 | 0 | 0 | 0 | 0 | 0 | 0 | 0 | 0 | 0 | 0 | 0 | 0 | 0 | 0 | 0 | 0 | 0 | 0 | 0 | 0 | 0 | 0 | 0 | 0 | 0 | 0 | 0 | 0 | 0 | 0 | 0 | 0 | 0 | 0 | 0 | 0 | 0 | 0 | 0 | 0 | 0 | 0 | 0 | 0 | 0 | 0 | 0 | 0 | 0 | 0 | 0 | 0 | 0 | 0 | 0 | 0 | 0 | 0 | 0 | 0 | 0 | 0 | 0 | 0 | 0 | 0 | 0 | 1 | 0 | 0 | 0 | 0 | 0 | 0 | 0 | 0 | 0 | 0 | 0 | 0 | 0 | 0 | 0 | 0 | 0 | 0 | 0 | 0 | 0 | 0 | 0 | 0 | 0 | 0 | 0 | 0
G42 | 0 | 0 | 0 | 0 | 0 | 0 | 0 | 0 | 0 | 0 | 0 | 0 | 0 | 0 | 0 | 0 | 0 | 0 | 0 | 0 | 0 | 0 | 0 | 0 | 0 | 0 | 0 | 0 | 0 | 0 | 0 | 0 | 0 | 0 | 0 | 0 | 0 | 0 | 0 | 0 | 0 | 0 | 0 | 0 | 0 | 0 | 0 | 0 | 0 | 0 | 0 | 0 | 0 | 0 | 0 | 0 | 0 | 0 | 0 | 0 | 0 | 0 | 0 | 0 | 0 | 0 | 0 | 0 | 0 | 0 | 0 | 0 | 0 | 0 | 0 | 0 | 0 | 0 | 0 | 0 | 0 | 0 | 0 | 0 | 0 | 0 | 0 | 0 | 0 | 0 | 1 | 0 | 0 | 0 | 0 | 0 | 0 | 0 | 0 | 0 | 0 | 0 | 0 | 0 | 0 | 0 | 0 | 0 | 0 | 0 | 0 | 0 | 0 | 0 | 0 | 0 | 0 | 0
G43 | 0 | 0 | 0 | 0 | 0 | 0 | 0 | 0 | 0 | 0 | 0 | 0 | 0 | 0 | 0 | 0 | 0 | 0 | 0 | 0 | 0 | 0 | 0 | 0 | 0 | 0 | 0 | 0 | 0 | 0 | 0 | 0 | 0 | 0 | 0 | 0 | 0 | 0 | 0 | 0 | 0 | 0 | 0 | 0 | 0 | 0 | 0 | 0 | 0 | 0 | 0 | 0 | 0 | 0 | 0 | 0 | 0 | 0 | 0 | 0 | 0 | 0 | 0 | 0 | 0 | 0 | 0 | 0 | 0 | 0 | 0 | 0 | 0 | 0 | 0 | 0 | 0 | 0 | 0 | 0 | 0 | 0 | 0 | 0 | 0 | 0 | 0 | 0 | 0 | 0 | 0 | 1 | 0 | 0 | 0 | 0 | 0 | 0 | 0 | 0 | 0 | 0 | 0 | 0 | 0 | 0 | 0 | 0 | 0 | 0 | 0 | 0 | 0 | 0 | 0 | 0 | 0 | 0
G44 | 0 | 0 | 0 | 0 | 0 | 0 | 0 | 0 | 0 | 0 | 0 | 0 | 0 | 0 | 0 | 0 | 0 | 0 | 0 | 0 | 0 | 0 | 0 | 0 | 0 | 0 | 0 | 0 | 0 | 0 | 0 | 0 | 0 | 0 | 0 | 0 | 0 | 0 | 0 | 0 | 0 | 0 | 0 | 0 | 0 | 0 | 0 | 0 | 0 | 0 | 0 | 0 | 0 | 0 | 0 | 0 | 0 | 0 | 0 | 0 | 0 | 0 | 0 | 0 | 0 | 0 | 0 | 0 | 0 | 0 | 0 | 0 | 0 | 0 | 0 | 0 | 0 | 0 | 0 | 0 | 0 | 0 | 0 | 0 | 0 | 0 | 0 | 0 | 0 | 0 | 0 | 0 | 0 | 0 | 0 | 0 | 0 | 0 | 1 | 0 | 0 | 0 | 0 | 0 | 0 | 0 | 0 | 0 | 0 | 0 | 0 | 0 | 0 | 0 | 0 | 0 | 0 | 0
G45 | 0 | 0 | 0 | 0 | 0 | 0 | 0 | 0 | 0 | 0 | 0 | 0 | 0 | 0 | 0 | 0 | 0 | 0 | 0 | 0 | 0 | 0 | 0 | 0 | 0 | 0 | 0 | 0 | 0 | 0 | 0 | 0 | 0 | 0 | 0 | 0 | 0 | 0 | 0 | 0 | 0 | 0 | 0 | 0 | 0 | 0 | 0 | 0 | 0 | 0 | 0 | 0 | 0 | 0 | 0 | 0 | 0 | 0 | 0 | 0 | 0 | 0 | 0 | 0 | 0 | 0 | 0 | 0 | 0 | 0 | 0 | 0 | 0 | 0 | 0 | 0 | 0 | 0 | 0 | 0 | 0 | 0 | 0 | 0 | 0 | 0 | 0 | 0 | 0 | 0 | 0 | 0 | 0 | 0 | 0 | 0 | 0 | 0 | 0 | 1 | 0 | 0 | 0 | 0 | 0 | 0 | 0 | 0 | 0 | 0 | 0 | 0 | 0 | 0 | 0 | 0 | 0 | 0
G46 | 0 | 0 | 0 | 0 | 0 | 0 | 0 | 0 | 0 | 0 | 0 | 0 | 0 | 0 | 0 | 0 | 0 | 0 | 0 | 0 | 0 | 0 | 0 | 0 | 0 | 0 | 0 | 0 | 0 | 0 | 0 | 0 | 0 | 0 | 0 | 0 | 0 | 0 | 0 | 0 | 0 | 0 | 0 | 0 | 0 | 0 | 0 | 0 | 0 | 0 | 0 | 0 | 0 | 0 | 0 | 0 | 0 | 0 | 0 | 0 | 0 | 0 | 0 | 0 | 0 | 0 | 0 | 0 | 0 | 0 | 0 | 0 | 0 | 0 | 0 | 0 | 0 | 0 | 0 | 0 | 0 | 0 | 0 | 0 | 0 | 0 | 0 | 0 | 0 | 0 | 0 | 0 | 0 | 0 | 0 | 0 | 0 | 0 | 0 | 0 | 0 | 0 | 1 | 0 | 0 | 0 | 0 | 0 | 0 | 0 | 0 | 0 | 0 | 0 | 0 | 0 | 0 | 0
G47 | 0 | 0 | 0 | 0 | 0 | 0 | 0 | 0 | 0 | 0 | 0 | 0 | 0 | 0 | 0 | 0 | 0 | 0 | 0 | 0 | 0 | 0 | 0 | 0 | 0 | 0 | 0 | 0 | 0 | 0 | 0 | 0 | 0 | 0 | 0 | 0 | 0 | 0 | 0 | 0 | 0 | 0 | 0 | 0 | 0 | 0 | 0 | 0 | 0 | 0 | 0 | 0 | 0 | 0 | 0 | 0 | 0 | 0 | 0 | 0 | 0 | 0 | 0 | 0 | 0 | 0 | 0 | 0 | 0 | 0 | 0 | 0 | 0 | 0 | 0 | 0 | 0 | 0 | 0 | 0 | 0 | 0 | 0 | 0 | 0 | 0 | 0 | 0 | 0 | 0 | 0 | 0 | 0 | 0 | 0 | 0 | 0 | 0 | 0 | 0 | 0 | 0 | 0 | 1 | 0 | 0 | 0 | 0 | 0 | 0 | 0 | 0 | 0 | 0 | 0 | 0 | 0 | 0
G48 | 0 | 0 | 0 | 0 | 0 | 0 | 0 | 0 | 0 | 0 | 0 | 0 | 0 | 0 | 0 | 0 | 0 | 0 | 0 | 0 | 0 | 0 | 0 | 0 | 0 | 0 | 0 | 0 | 0 | 0 | 0 | 0 | 0 | 0 | 0 | 0 | 0 | 0 | 0 | 0 | 0 | 0 | 0 | 0 | 0 | 0 | 0 | 0 | 0 | 0 | 0 | 0 | 0 | 0 | 0 | 0 | 0 | 0 | 0 | 0 | 0 | 0 | 0 | 0 | 0 | 0 | 0 | 0 | 0 | 0 | 0 | 0 | 0 | 0 | 0 | 0 | 0 | 0 | 0 | 0 | 0 | 0 | 0 | 0 | 0 | 0 | 0 | 0 | 0 | 0 | 0 | 0 | 0 | 0 | 0 | 0 | 0 | 0 | 0 | 0 | 0 | 0 | 0 | 0 | 1 | 0 | 0 | 0 | 0 | 0 | 0 | 0 | 0 | 0 | 0 | 0 | 0 | 0
G49 | 0 | 0 | 0 | 0 | 0 | 0 | 0 | 0 | 0 | 0 | 0 | 0 | 0 | 0 | 0 | 0 | 0 | 0 | 0 | 0 | 0 | 0 | 0 | 0 | 0 | 0 | 0 | 0 | 0 | 0 | 0 | 0 | 0 | 0 | 0 | 0 | 0 | 0 | 0 | 0 | 0 | 0 | 0 | 0 | 0 | 0 | 0 | 0 | 0 | 0 | 0 | 0 | 0 | 0 | 0 | 0 | 0 | 0 | 0 | 0 | 0 | 0 | 0 | 0 | 0 | 0 | 0 | 0 | 0 | 0 | 0 | 0 | 0 | 0 | 0 | 0 | 0 | 0 | 0 | 0 | 0 | 0 | 0 | 0 | 0 | 0 | 0 | 0 | 0 | 0 | 0 | 0 | 0 | 0 | 0 | 0 | 0 | 0 | 0 | 0 | 0 | 0 | 0 | 0 | 0 | 0 | 1 | 0 | 0 | 0 | 0 | 0 | 0 | 0 | 0 | 0 | 0 | 0
G50 | 0 | 0 | 0 | 0 | 0 | 0 | 0 | 0 | 0 | 0 | 0 | 0 | 0 | 0 | 0 | 0 | 0 | 0 | 0 | 0 | 0 | 0 | 0 | 0 | 0 | 0 | 0 | 0 | 0 | 0 | 0 | 0 | 0 | 0 | 0 | 0 | 0 | 0 | 0 | 0 | 0 | 0 | 0 | 0 | 0 | 0 | 0 | 0 | 0 | 0 | 0 | 0 | 0 | 0 | 0 | 0 | 0 | 0 | 0 | 0 | 0 | 0 | 0 | 0 | 0 | 0 | 0 | 0 | 0 | 0 | 0 | 0 | 0 | 0 | 0 | 0 | 0 | 0 | 0 | 0 | 0 | 0 | 0 | 0 | 0 | 0 | 0 | 0 | 0 | 0 | 0 | 0 | 0 | 0 | 0 | 0 | 0 | 0 | 0 | 0 | 0 | 0 | 0 | 0 | 0 | 0 | 0 | 0 | 0 | 1 | 0 | 0 | 0 | 0 | 0 | 0 | 0 | 0
G51 | 0 | 0 | 0 | 0 | 0 | 0 | 0 | 0 | 0 | 0 | 0 | 0 | 0 | 0 | 0 | 0 | 0 | 0 | 0 | 0 | 0 | 0 | 0 | 0 | 0 | 0 | 0 | 0 | 0 | 0 | 0 | 0 | 0 | 0 | 0 | 0 | 0 | 0 | 0 | 0 | 0 | 0 | 0 | 0 | 0 | 0 | 0 | 0 | 0 | 0 | 0 | 0 | 0 | 0 | 0 | 0 | 0 | 0 | 0 | 0 | 0 | 0 | 0 | 0 | 0 | 0 | 0 | 0 | 0 | 0 | 0 | 0 | 0 | 0 | 0 | 0 | 0 | 0 | 0 | 0 | 0 | 0 | 0 | 0 | 0 | 0 | 0 | 0 | 0 | 0 | 0 | 0 | 0 | 0 | 0 | 0 | 0 | 0 | 0 | 0 | 0 | 0 | 0 | 0 | 0 | 0 | 0 | 0 | 0 | 0 | 1 | 0 | 0 | 0 | 0 | 0 | 0 | 0
G52 | 0 | 0 | 0 | 0 | 0 | 0 | 0 | 0 | 0 | 0 | 0 | 0 | 0 | 0 | 0 | 0 | 0 | 0 | 0 | 0 | 0 | 0 | 0 | 0 | 0 | 0 | 0 | 0 | 0 | 0 | 0 | 0 | 0 | 0 | 0 | 0 | 0 | 0 | 0 | 0 | 0 | 0 | 0 | 0 | 0 | 0 | 0 | 0 | 0 | 0 | 0 | 0 | 0 | 0 | 0 | 0 | 0 | 0 | 0 | 0 | 0 | 0 | 0 | 0 | 0 | 0 | 0 | 0 | 0 | 0 | 0 | 0 | 0 | 0 | 0 | 0 | 0 | 0 | 0 | 0 | 0 | 0 | 0 | 0 | 0 | 0 | 0 | 0 | 0 | 0 | 0 | 0 | 0 | 0 | 0 | 0 | 0 | 0 | 0 | 0 | 0 | 0 | 0 | 0 | 0 | 0 | 0 | 0 | 0 | 0 | 0 | 1 | 0 | 0 | 0 | 0 | 0 | 0
G53 | 0 | 0 | 0 | 0 | 0 | 0 | 0 | 0 | 0 | 0 | 0 | 0 | 0 | 0 | 0 | 0 | 0 | 0 | 0 | 0 | 0 | 0 | 0 | 0 | 0 | 0 | 0 | 0 | 0 | 0 | 0 | 0 | 0 | 0 | 0 | 0 | 0 | 0 | 0 | 0 | 0 | 0 | 0 | 0 | 0 | 0 | 0 | 0 | 0 | 0 | 0 | 0 | 0 | 0 | 0 | 0 | 0 | 0 | 0 | 0 | 0 | 0 | 0 | 0 | 0 | 0 | 0 | 0 | 0 | 0 | 0 | 0 | 0 | 0 | 0 | 0 | 0 | 0 | 0 | 0 | 0 | 0 | 0 | 0 | 0 | 0 | 0 | 0 | 0 | 0 | 0 | 0 | 0 | 0 | 0 | 0 | 0 | 0 | 0 | 0 | 0 | 0 | 0 | 0 | 0 | 0 | 0 | 0 | 0 | 0 | 0 | 0 | 1 | 0 | 0 | 0 | 0 | 0
G54 | 0 | 0 | 0 | 0 | 0 | 0 | 0 | 0 | 0 | 0 | 0 | 0 | 0 | 0 | 0 | 0 | 0 | 0 | 0 | 0 | 0 | 0 | 0 | 0 | 0 | 0 | 0 | 0 | 0 | 0 | 0 | 0 | 0 | 0 | 0 | 0 | 0 | 0 | 0 | 0 | 0 | 0 | 0 | 0 | 0 | 0 | 0 | 0 | 0 | 0 | 0 | 0 | 0 | 0 | 0 | 0 | 0 | 0 | 0 | 0 | 0 | 0 | 0 | 0 | 0 | 0 | 0 | 0 | 0 | 0 | 0 | 0 | 0 | 0 | 0 | 0 | 0 | 0 | 0 | 0 | 0 | 0 | 0 | 0 | 0 | 0 | 0 | 0 | 0 | 0 | 0 | 0 | 0 | 0 | 0 | 0 | 0 | 0 | 0 | 0 | 0 | 0 | 0 | 0 | 0 | 0 | 0 | 0 | 0 | 0 | 0 | 0 | 0 | 0 | 0 | 1 | 0 | 0
G55 | 0 | 0 | 0 | 0 | 0 | 0 | 0 | 0 | 0 | 0 | 0 | 0 | 0 | 0 | 0 | 0 | 0 | 0 | 0 | 0 | 0 | 0 | 0 | 0 | 0 | 0 | 0 | 0 | 0 | 0 | 0 | 0 | 0 | 0 | 0 | 1 | 0 | 0 | 0 | 0 | 0 | 0 | 0 | 0 | 0 | 0 | 0 | 0 | 0 | 0 | 0 | 0 | 0 | 0 | 0 | 0 | 0 | 0 | 0 | 0 | 0 | 0 | 0 | 0 | 0 | 0 | 0 | 0 | 0 | 0 | 0 | 0 | 0 | 0 | 0 | 0 | 0 | 0 | 0 | 0 | 0 | 0 | 0 | 0 | 0 | 0 | 0 | 0 | 0 | 0 | 0 | 0 | 0 | 0 | 0 | 0 | 0 | 0 | 0 | 0 | 0 | 0 | 0 | 0 | 0 | 0 | 0 | 0 | 0 | 0 | 0 | 0 | 0 | 0 | 0 | 0 | 0 | 0
G56 | 0 | 0 | 0 | 0 | 0 | 0 | 0 | 0 | 0 | 0 | 0 | 0 | 0 | 0 | 0 | 0 | 0 | 0 | 0 | 0 | 0 | 0 | 0 | 0 | 0 | 0 | 0 | 0 | 0 | 0 | 0 | 0 | 0 | 0 | 0 | 0 | 0 | 0 | 0 | 0 | 0 | 0 | 0 | 0 | 0 | 0 | 0 | 0 | 0 | 0 | 0 | 0 | 0 | 0 | 0 | 0 | 0 | 0 | 0 | 0 | 0 | 0 | 0 | 0 | 0 | 0 | 0 | 0 | 0 | 0 | 0 | 0 | 0 | 0 | 0 | 0 | 1 | 0 | 0 | 0 | 0 | 0 | 0 | 0 | 0 | 0 | 0 | 0 | 0 | 0 | 0 | 0 | 0 | 0 | 0 | 0 | 0 | 0 | 0 | 0 | 0 | 0 | 0 | 0 | 0 | 0 | 0 | 0 | 0 | 0 | 0 | 0 | 0 | 0 | 0 | 0 | 0 | 0
G57 | 0 | 0 | 0 | 0 | 0 | 0 | 0 | 0 | 0 | 0 | 0 | 0 | 0 | 0 | 0 | 0 | 0 | 0 | 0 | 0 | 0 | 0 | 0 | 0 | 0 | 0 | 0 | 0 | 0 | 0 | 0 | 0 | 0 | 0 | 0 | 0 | 0 | 0 | 0 | 0 | 0 | 0 | 0 | 0 | 0 | 0 | 0 | 0 | 0 | 0 | 0 | 0 | 0 | 0 | 0 | 0 | 0 | 0 | 0 | 0 | 0 | 0 | 0 | 0 | 0 | 0 | 0 | 0 | 1 | 0 | 0 | 0 | 0 | 0 | 0 | 0 | 0 | 0 | 0 | 0 | 0 | 0 | 0 | 0 | 0 | 0 | 0 | 0 | 0 | 0 | 0 | 0 | 0 | 0 | 0 | 0 | 0 | 0 | 0 | 0 | 0 | 0 | 0 | 0 | 0 | 0 | 0 | 0 | 0 | 0 | 0 | 0 | 0 | 0 | 0 | 0 | 0 | 0

## Renewable
| G55 | G56 | G57
1 | 150 | 100 | 90
2 | 120 | 98 | 150
3 | 89 | 89 | 89
4 | 85 | 70 | 25
5 | 60 | 88 | 38
6 | 58 | 75 | 51
7 | 40 | 62.5 | 40
8 | 40 | 50 | 39
9 | 30 | 40 | 145
10 | 10 | 42 | 140
11 | 9 | 28 | 78
12 | 22 | 25 | 40
13 | 20 | 13 | 45
14 | 30 | 10 | 140
15 | 40 | 11 | 155
16 | 125 | 20 | 155
17 | 200 | 21 | 100
18 | 240 | 50 | 50
19 | 250 | 80 | 56
20 | 250 | 100 | 63
21 | 250 | 100 | 48
22 | 250 | 100 | 38
23 | 245 | 100 | 75
24 | 148 | 90 | 175

## Branch
| from | to | R | X | Flowlimit | RATEB | RATEC | GI | BI | GJ | BJ | Length | Usage Charge | Tap | Angle | Area | Zone | Owner
l1 | b1 | b2 | 0.0303 | 0.0999 | 175 | 175 | 175 | 0 | 0 | 0 | 0 | 9.99 | 0.135 |  |  | 1 | 1 | 101
l2 | b1 | b3 | 0.0129 | 0.0424 | 175 | 175 | 175 | 0 | 0 | 0 | 0 | 4.24 | 0.063 |  |  | 1 | 1 | 101
l3 | b4 | b5 | 0.00176 | 0.00798 | 500 | 500 | 500 | 0 | 0 | 0 | 0 | 0.798 | 0.014 |  |  | 1 | 1 | 101
l4 | b3 | b5 | 0.0241 | 0.108 | 175 | 175 | 175 | 0 | 0 | 0 | 0 | 10.8 | 0.167 |  |  | 1 | 1 | 101
l5 | b5 | b6 | 0.0119 | 0.054 | 175 | 175 | 175 | 0 | 0 | 0 | 0 | 5.4 | 0.072 |  |  | 1 | 1 | 101
l6 | b6 | b7 | 0.00459 | 0.0208 | 175 | 175 | 175 | 0 | 0 | 0 | 0 | 2.08 | 0.033 |  |  | 1 | 1 | 101
l7 | b8 | b9 | 0.00244 | 0.0305 | 500 | 500 | 500 | 0 | 0 | 0 | 0 | 3.05 | 0.042 |  |  | 1 | 1 | 101
l8 | b8 | b5 | 0 | 0.0267 | 500 | 500 | 500 | 0 | 0 | 0 | 0 | 2.67 | 0.053 | 0.985 |  | 1 | 1 | 101
l9 | b9 | b10 | 0.00258 | 0.0322 | 500 | 500 | 500 | 0 | 0 | 0 | 0 | 3.22 | 0.032 |  |  | 1 | 1 | 101
l10 | b4 | b11 | 0.0209 | 0.0688 | 175 | 175 | 175 | 0 | 0 | 0 | 0 | 6.88 | 0.13 |  |  | 1 | 1 | 101
l11 | b5 | b11 | 0.0203 | 0.0682 | 175 | 175 | 175 | 0 | 0 | 0 | 0 | 6.82 | 0.116 |  |  | 1 | 1 | 101
l12 | b11 | b12 | 0.00595 | 0.0196 | 175 | 175 | 175 | 0 | 0 | 0 | 0 | 1.96 | 0.031 |  |  | 1 | 1 | 101
l13 | b2 | b12 | 0.0187 | 0.0616 | 175 | 175 | 175 | 0 | 0 | 0 | 0 | 6.16 | 0.102 |  |  | 1 | 1 | 101
l14 | b3 | b12 | 0.0484 | 0.16 | 175 | 175 | 175 | 0 | 0 | 0 | 0 | 16 | 0.267 |  |  | 1 | 1 | 101
l15 | b7 | b12 | 0.00862 | 0.034 | 175 | 175 | 175 | 0 | 0 | 0 | 0 | 3.4 | 0.066 |  |  | 1 | 1 | 101
l16 | b11 | b13 | 0.02225 | 0.0731 | 175 | 175 | 175 | 0 | 0 | 0 | 0 | 7.31 | 0.096 |  |  | 1 | 1 | 101
l17 | b12 | b14 | 0.0215 | 0.0707 | 175 | 175 | 175 | 0 | 0 | 0 | 0 | 7.07 | 0.139 |  |  | 1 | 1 | 101
l18 | b13 | b15 | 0.0744 | 0.2444 | 175 | 175 | 175 | 0 | 0 | 0 | 0 | 24.44 | 0.252 |  |  | 1 | 1 | 101
l19 | b14 | b15 | 0.0595 | 0.195 | 175 | 175 | 175 | 0 | 0 | 0 | 0 | 19.5 | 0.282 |  |  | 1 | 1 | 101
l20 | b12 | b16 | 0.0212 | 0.0834 | 175 | 175 | 175 | 0 | 0 | 0 | 0 | 8.34 | 0.165 |  |  | 1 | 1 | 101
l21 | b15 | b17 | 0.0132 | 0.0437 | 500 | 500 | 500 | 0 | 0 | 0 | 0 | 4.37 | 0.048 |  |  | 1 | 1 | 101
l22 | b16 | b17 | 0.0454 | 0.1801 | 175 | 175 | 175 | 0 | 0 | 0 | 0 | 18.01 | 0.213 |  |  | 1 | 1 | 101
l23 | b17 | b18 | 0.0123 | 0.0505 | 175 | 175 | 175 | 0 | 0 | 0 | 0 | 5.05 | 0.08 |  |  | 1 | 1 | 101
l24 | b18 | b19 | 0.01119 | 0.0493 | 175 | 175 | 175 | 0 | 0 | 0 | 0 | 4.93 | 0.084 |  |  | 1 | 1 | 101
l25 | b19 | b20 | 0.0252 | 0.117 | 175 | 175 | 175 | 0 | 0 | 0 | 0 | 11.7 | 0.242 |  |  | 1 | 1 | 101
l26 | b15 | b19 | 0.012 | 0.0394 | 175 | 175 | 175 | 0 | 0 | 0 | 0 | 3.94 | 0.049 |  |  | 1 | 1 | 101
l27 | b20 | b21 | 0.0183 | 0.0849 | 175 | 175 | 175 | 0 | 0 | 0 | 0 | 8.49 | 0.168 |  |  | 1 | 1 | 101
l28 | b21 | b22 | 0.0209 | 0.097 | 175 | 175 | 175 | 0 | 0 | 0 | 0 | 9.7 | 0.179 |  |  | 1 | 1 | 101
l29 | b22 | b23 | 0.0342 | 0.159 | 175 | 175 | 175 | 0 | 0 | 0 | 0 | 15.9 | 0.194 |  |  | 1 | 1 | 101
l30 | b23 | b24 | 0.0135 | 0.0492 | 175 | 175 | 175 | 0 | 0 | 0 | 0 | 4.92 | 0.084 |  |  | 1 | 1 | 101
l31 | b23 | b25 | 0.0156 | 0.08 | 500 | 500 | 500 | 0 | 0 | 0 | 0 | 8 | 0.087 |  |  | 1 | 1 | 101
l32 | b26 | b25 | 0 | 0.0382 | 500 | 500 | 500 | 0 | 0 | 0 | 0 | 3.82 | 0.049 | 0.96 |  | 1 | 1 | 101
l33 | b25 | b27 | 0.0318 | 0.163 | 500 | 500 | 500 | 0 | 0 | 0 | 0 | 16.3 | 0.316 |  |  | 1 | 1 | 101
l34 | b27 | b28 | 0.01913 | 0.0855 | 175 | 175 | 175 | 0 | 0 | 0 | 0 | 8.55 | 0.147 |  |  | 1 | 1 | 101
l35 | b28 | b29 | 0.0237 | 0.0943 | 175 | 175 | 175 | 0 | 0 | 0 | 0 | 9.43 | 0.115 |  |  | 1 | 1 | 101
l36 | b30 | b17 | 0 | 0.0388 | 500 | 500 | 500 | 0 | 0 | 0 | 0 | 3.88 | 0.045 | 0.96 |  | 1 | 1 | 101
l37 | b8 | b30 | 0.00431 | 0.0504 | 175 | 175 | 175 | 0 | 0 | 0 | 0 | 5.04 | 0.063 |  |  | 1 | 1 | 101
l38 | b26 | b30 | 0.00799 | 0.086 | 500 | 500 | 500 | 0 | 0 | 0 | 0 | 8.6 | 0.102 |  |  | 1 | 1 | 101
l39 | b17 | b31 | 0.0474 | 0.1563 | 175 | 175 | 175 | 0 | 0 | 0 | 0 | 15.63 | 0.234 |  |  | 1 | 1 | 101
l40 | b29 | b31 | 0.0108 | 0.0331 | 175 | 175 | 175 | 0 | 0 | 0 | 0 | 3.31 | 0.046 |  |  | 1 | 1 | 101
l41 | b23 | b32 | 0.0317 | 0.1153 | 140 | 140 | 140 | 0 | 0 | 0 | 0 | 11.53 | 0.173 |  |  | 1 | 1 | 101
l42 | b31 | b32 | 0.0298 | 0.0985 | 175 | 175 | 175 | 0 | 0 | 0 | 0 | 9.85 | 0.122 |  |  | 1 | 1 | 102
l43 | b27 | b32 | 0.0229 | 0.0755 | 175 | 175 | 175 | 0 | 0 | 0 | 0 | 7.55 | 0.122 |  |  | 1 | 1 | 101
l44 | b15 | b33 | 0.038 | 0.1244 | 175 | 175 | 175 | 0 | 0 | 0 | 0 | 12.44 | 0.234 |  |  | 1 | 1 | 101
l45 | b19 | b34 | 0.0752 | 0.247 | 175 | 175 | 175 | 0 | 0 | 0 | 0 | 24.7 | 0.411 |  |  | 1 | 1 | 101
l46 | b35 | b36 | 0.00224 | 0.0102 | 175 | 175 | 175 | 0 | 0 | 0 | 0 | 1.02 | 0.015 |  |  | 2 | 2 | 102
l47 | b35 | b37 | 0.011 | 0.0497 | 175 | 175 | 175 | 0 | 0 | 0 | 0 | 4.97 | 0.084 |  |  | 2 | 2 | 102
l48 | b33 | b37 | 0.0415 | 0.142 | 175 | 175 | 175 | 0 | 0 | 0 | 0 | 14.2 | 0.164 |  |  | 2 | 2 | 102
l49 | b34 | b36 | 0.00871 | 0.0268 | 175 | 175 | 175 | 0 | 0 | 0 | 0 | 2.68 | 0.043 |  |  | 2 | 2 | 102
l50 | b34 | b37 | 0.00256 | 0.0094 | 500 | 500 | 500 | 0 | 0 | 0 | 0 | 0.94 | 0.009 |  |  | 2 | 2 | 102
l51 | b38 | b37 | 0 | 0.0375 | 500 | 500 | 500 | 0 | 0 | 0 | 0 | 3.75 | 0.058 | 0.935 |  | 2 | 2 | 102
l52 | b37 | b39 | 0.0321 | 0.106 | 175 | 175 | 175 | 0 | 0 | 0 | 0 | 10.6 | 0.167 |  |  | 2 | 2 | 102
l53 | b37 | b40 | 0.0593 | 0.168 | 175 | 175 | 175 | 0 | 0 | 0 | 0 | 16.8 | 0.395 |  |  | 2 | 2 | 102
l54 | b30 | b38 | 0.00464 | 0.054 | 175 | 175 | 175 | 0 | 0 | 0 | 0 | 5.4 | 0.064 |  |  | 1 | 1 | 101
l55 | b39 | b40 | 0.0184 | 0.0605 | 175 | 175 | 175 | 0 | 0 | 0 | 0 | 6.05 | 0.083 |  |  | 2 | 2 | 102
l56 | b40 | b41 | 0.0145 | 0.0487 | 175 | 175 | 175 | 0 | 0 | 0 | 0 | 4.87 | 0.071 |  |  | 2 | 2 | 102
l57 | b40 | b42 | 0.0555 | 0.183 | 175 | 175 | 175 | 0 | 0 | 0 | 0 | 18.3 | 0.231 |  |  | 2 | 2 | 102
l58 | b41 | b42 | 0.041 | 0.135 | 175 | 175 | 175 | 0 | 0 | 0 | 0 | 13.5 | 0.258 |  |  | 2 | 2 | 102
l59 | b43 | b44 | 0.0608 | 0.2454 | 175 | 175 | 175 | 0 | 0 | 0 | 0 | 24.54 | 0.429 |  |  | 2 | 2 | 102
l60 | b34 | b43 | 0.0413 | 0.1681 | 175 | 175 | 175 | 0 | 0 | 0 | 0 | 16.81 | 0.232 |  |  | 2 | 2 | 102
l61 | b44 | b45 | 0.0224 | 0.0901 | 175 | 175 | 175 | 0 | 0 | 0 | 0 | 9.01 | 0.098 |  |  | 2 | 2 | 102
l62 | b45 | b46 | 0.04 | 0.1356 | 175 | 175 | 175 | 0 | 0 | 0 | 0 | 13.56 | 0.214 |  |  | 2 | 2 | 102
l63 | b46 | b47 | 0.038 | 0.127 | 175 | 175 | 175 | 0 | 0 | 0 | 0 | 12.7 | 0.15 |  |  | 2 | 2 | 102
l64 | b46 | b48 | 0.0601 | 0.189 | 175 | 175 | 175 | 0 | 0 | 0 | 0 | 18.9 | 0.396 |  |  | 2 | 2 | 102
l65 | b47 | b49 | 0.0191 | 0.0625 | 175 | 175 | 175 | 0 | 0 | 0 | 0 | 6.25 | 0.064 |  |  | 2 | 2 | 102
l66 | b42 | b49 | 0.0715 | 0.323 | 175 | 175 | 175 | 0 | 0 | 0 | 0 | 32.3 | 0.434 |  |  | 2 | 2 | 102
l67 | b42 | b49 | 0.0715 | 0.323 | 175 | 175 | 175 | 0 | 0 | 0 | 0 | 32.3 | 0.388 |  |  | 2 | 2 | 102
l68 | b45 | b49 | 0.0684 | 0.186 | 175 | 175 | 175 | 0 | 0 | 0 | 0 | 18.6 | 0.328 |  |  | 2 | 2 | 102
l69 | b48 | b49 | 0.0179 | 0.0505 | 175 | 175 | 175 | 0 | 0 | 0 | 0 | 5.05 | 0.099 |  |  | 2 | 2 | 102
l70 | b49 | b50 | 0.0267 | 0.0752 | 175 | 175 | 175 | 0 | 0 | 0 | 0 | 7.52 | 0.142 |  |  | 2 | 2 | 102
l71 | b49 | b51 | 0.0486 | 0.137 | 175 | 175 | 175 | 0 | 0 | 0 | 0 | 13.7 | 0.208 |  |  | 2 | 2 | 102
l72 | b51 | b52 | 0.0203 | 0.0588 | 175 | 175 | 175 | 0 | 0 | 0 | 0 | 5.88 | 0.079 |  |  | 2 | 2 | 102
l73 | b52 | b53 | 0.0405 | 0.1635 | 175 | 175 | 175 | 0 | 0 | 0 | 0 | 16.35 | 0.234 |  |  | 2 | 2 | 102
l74 | b53 | b54 | 0.0263 | 0.122 | 175 | 175 | 175 | 0 | 0 | 0 | 0 | 12.2 | 0.21 |  |  | 2 | 2 | 102
l75 | b49 | b54 | 0.073 | 0.289 | 175 | 175 | 175 | 0 | 0 | 0 | 0 | 28.9 | 0.565 |  |  | 2 | 2 | 102
l76 | b49 | b54 | 0.0869 | 0.291 | 175 | 175 | 175 | 0 | 0 | 0 | 0 | 29.1 | 0.591 |  |  | 2 | 2 | 102
l77 | b54 | b55 | 0.0169 | 0.0707 | 175 | 175 | 175 | 0 | 0 | 0 | 0 | 7.07 | 0.08 |  |  | 2 | 2 | 102
l78 | b54 | b56 | 0.00275 | 0.00955 | 175 | 175 | 175 | 0 | 0 | 0 | 0 | 0.955 | 0.015 |  |  | 2 | 2 | 102
l79 | b55 | b56 | 0.00488 | 0.0151 | 175 | 175 | 175 | 0 | 0 | 0 | 0 | 1.51 | 0.028 |  |  | 2 | 2 | 102
l80 | b56 | b57 | 0.0343 | 0.0966 | 175 | 175 | 175 | 0 | 0 | 0 | 0 | 9.66 | 0.157 |  |  | 2 | 2 | 102
l81 | b50 | b57 | 0.0474 | 0.134 | 175 | 175 | 175 | 0 | 0 | 0 | 0 | 13.4 | 0.268 |  |  | 2 | 2 | 102
l82 | b56 | b58 | 0.0343 | 0.0966 | 175 | 175 | 175 | 0 | 0 | 0 | 0 | 9.66 | 0.142 |  |  | 2 | 2 | 102
l83 | b51 | b58 | 0.0255 | 0.0719 | 175 | 175 | 175 | 0 | 0 | 0 | 0 | 7.19 | 0.123 |  |  | 2 | 2 | 102
l84 | b54 | b59 | 0.0503 | 0.2293 | 175 | 175 | 175 | 0 | 0 | 0 | 0 | 22.93 | 0.461 |  |  | 2 | 2 | 102
l85 | b56 | b59 | 0.0825 | 0.251 | 175 | 175 | 175 | 0 | 0 | 0 | 0 | 25.1 | 0.444 |  |  | 2 | 2 | 102
l86 | b56 | b59 | 0.0803 | 0.239 | 175 | 175 | 175 | 0 | 0 | 0 | 0 | 23.9 | 0.468 |  |  | 2 | 2 | 102
l87 | b55 | b59 | 0.04739 | 0.2158 | 175 | 175 | 175 | 0 | 0 | 0 | 0 | 21.58 | 0.362 |  |  | 2 | 2 | 102
l88 | b59 | b60 | 0.0317 | 0.145 | 175 | 175 | 175 | 0 | 0 | 0 | 0 | 14.5 | 0.204 |  |  | 2 | 2 | 103
l89 | b59 | b61 | 0.0328 | 0.15 | 175 | 175 | 175 | 0 | 0 | 0 | 0 | 15 | 0.236 |  |  | 2 | 2 | 103
l90 | b60 | b61 | 0.00264 | 0.0135 | 500 | 500 | 500 | 0 | 0 | 0 | 0 | 1.35 | 0.02 |  |  | 2 | 2 | 103
l91 | b60 | b62 | 0.0123 | 0.0561 | 175 | 175 | 175 | 0 | 0 | 0 | 0 | 5.61 | 0.07 |  |  | 2 | 2 | 103
l92 | b61 | b62 | 0.00824 | 0.0376 | 175 | 175 | 175 | 0 | 0 | 0 | 0 | 3.76 | 0.062 |  |  | 2 | 2 | 103
l93 | b63 | b59 | 0 | 0.0386 | 500 | 500 | 500 | 0 | 0 | 0 | 0 | 3.86 | 0.046 | 0.96 |  | 2 | 2 | 103
l94 | b63 | b64 | 0.00172 | 0.02 | 500 | 500 | 500 | 0 | 0 | 0 | 0 | 2 | 0.03 |  |  | 2 | 2 | 103
l95 | b64 | b61 | 0 | 0.0268 | 500 | 500 | 500 | 0 | 0 | 0 | 0 | 2.68 | 0.035 | 0.985 |  | 2 | 2 | 103
l96 | b38 | b65 | 0.00901 | 0.0986 | 500 | 500 | 500 | 0 | 0 | 0 | 0 | 9.86 | 0.145 |  |  | 2 | 2 | 102
l97 | b64 | b65 | 0.00269 | 0.0302 | 500 | 500 | 500 | 0 | 0 | 0 | 0 | 3.02 | 0.052 |  |  | 2 | 2 | 103
l98 | b49 | b66 | 0.018 | 0.0919 | 500 | 500 | 500 | 0 | 0 | 0 | 0 | 9.19 | 0.17 |  |  | 2 | 2 | 102
l99 | b49 | b66 | 0.018 | 0.0919 | 500 | 500 | 500 | 0 | 0 | 0 | 0 | 9.19 | 0.122 |  |  | 2 | 2 | 102
l100 | b62 | b66 | 0.0482 | 0.218 | 175 | 175 | 175 | 0 | 0 | 0 | 0 | 21.8 | 0.463 |  |  | 2 | 2 | 103
l101 | b62 | b67 | 0.0258 | 0.117 | 175 | 175 | 175 | 0 | 0 | 0 | 0 | 11.7 | 0.14 |  |  | 2 | 2 | 103
l102 | b65 | b66 | 0 | 0.037 | 500 | 500 | 500 | 0 | 0 | 0 | 0 | 3.7 | 0.062 | 0.935 |  | 2 | 2 | 103
l103 | b66 | b67 | 0.0224 | 0.1015 | 175 | 175 | 175 | 0 | 0 | 0 | 0 | 10.15 | 0.136 |  |  | 2 | 2 | 103
l104 | b65 | b68 | 0.00138 | 0.016 | 500 | 500 | 500 | 0 | 0 | 0 | 0 | 1.6 | 0.03 |  |  | 2 | 2 | 103
l105 | b47 | b69 | 0.0844 | 0.2778 | 175 | 175 | 175 | 0 | 0 | 0 | 0 | 27.78 | 0.565 |  |  | 2 | 2 | 102
l106 | b49 | b69 | 0.0985 | 0.324 | 175 | 175 | 175 | 0 | 0 | 0 | 0 | 32.4 | 0.381 |  |  | 2 | 2 | 102
l107 | b68 | b69 | 0 | 0.037 | 500 | 500 | 500 | 0 | 0 | 0 | 0 | 3.7 | 0.057 | 0.935 |  | 2 | 2 | 103
l108 | b69 | b70 | 0.03 | 0.127 | 500 | 500 | 500 | 0 | 0 | 0 | 0 | 12.7 | 0.172 |  |  | 2 | 2 | 103
l109 | b24 | b70 | 0.00221 | 0.4115 | 175 | 175 | 175 | 0 | 0 | 0 | 0 | 41.15 | 0.536 |  |  | 1 | 1 | 101
l110 | b70 | b71 | 0.00882 | 0.0355 | 175 | 175 | 175 | 0 | 0 | 0 | 0 | 3.55 | 0.046 |  |  | 1 | 1 | 103
l111 | b24 | b72 | 0.0488 | 0.196 | 175 | 175 | 175 | 0 | 0 | 0 | 0 | 19.6 | 0.395 |  |  | 1 | 1 | 101
l112 | b71 | b72 | 0.0446 | 0.18 | 175 | 175 | 175 | 0 | 0 | 0 | 0 | 18 | 0.238 |  |  | 1 | 1 | 103
l113 | b71 | b73 | 0.00866 | 0.0454 | 175 | 175 | 175 | 0 | 0 | 0 | 0 | 4.54 | 0.051 |  |  | 1 | 1 | 103
l114 | b70 | b74 | 0.0401 | 0.1323 | 175 | 175 | 175 | 0 | 0 | 0 | 0 | 13.23 | 0.264 |  |  | 1 | 1 | 103
l115 | b70 | b75 | 0.0428 | 0.141 | 175 | 175 | 175 | 0 | 0 | 0 | 0 | 14.1 | 0.155 |  |  | 1 | 1 | 103
l116 | b69 | b75 | 0.0405 | 0.122 | 500 | 500 | 500 | 0 | 0 | 0 | 0 | 12.2 | 0.155 |  |  | 2 | 2 | 103
l117 | b74 | b75 | 0.0123 | 0.0406 | 175 | 175 | 175 | 0 | 0 | 0 | 0 | 4.06 | 0.073 |  |  | 1 | 1 | 103
l118 | b76 | b77 | 0.0444 | 0.148 | 175 | 175 | 175 | 0 | 0 | 0 | 0 | 14.8 | 0.314 |  |  | 2 | 2 | 103
l119 | b69 | b77 | 0.0309 | 0.101 | 175 | 175 | 175 | 0 | 0 | 0 | 0 | 10.1 | 0.168 |  |  | 2 | 2 | 103
l120 | b75 | b77 | 0.0601 | 0.1999 | 175 | 175 | 175 | 0 | 0 | 0 | 0 | 19.99 | 0.321 |  |  | 1 | 1 | 103
l121 | b77 | b78 | 0.00376 | 0.0124 | 175 | 175 | 175 | 0 | 0 | 0 | 0 | 1.24 | 0.021 |  |  | 2 | 2 | 103
l122 | b78 | b79 | 0.00546 | 0.0244 | 175 | 175 | 175 | 0 | 0 | 0 | 0 | 2.44 | 0.036 |  |  | 2 | 2 | 104
l123 | b77 | b80 | 0.017 | 0.0485 | 500 | 500 | 500 | 0 | 0 | 0 | 0 | 4.85 | 0.091 |  |  | 2 | 2 | 103
l124 | b77 | b80 | 0.0294 | 0.105 | 500 | 500 | 500 | 0 | 0 | 0 | 0 | 10.5 | 0.133 |  |  | 2 | 2 | 103
l125 | b79 | b80 | 0.0156 | 0.0704 | 175 | 175 | 175 | 0 | 0 | 0 | 0 | 7.04 | 0.106 |  |  | 2 | 2 | 104
l126 | b68 | b81 | 0.00175 | 0.0202 | 500 | 500 | 500 | 0 | 0 | 0 | 0 | 2.02 | 0.03 |  |  | 2 | 2 | 103
l127 | b81 | b80 | 0 | 0.037 | 500 | 500 | 500 | 0 | 0 | 0 | 0 | 3.7 | 0.064 | 0.935 | 3.57 | 2 | 2 | 104
l128 | b77 | b82 | 0.0298 | 0.0853 | 200 | 200 | 200 | 0 | 0 | 0 | 0 | 8.53 | 0.096 |  |  | 2 | 2 | 103
l129 | b82 | b83 | 0.0112 | 0.03665 | 200 | 200 | 200 | 0 | 0 | 0 | 0 | 3.665 | 0.056 |  |  | 3 | 3 | 104
l130 | b83 | b84 | 0.0625 | 0.132 | 175 | 175 | 175 | 0 | 0 | 0 | 0 | 13.2 | 0.176 |  |  | 3 | 3 | 104
l131 | b83 | b85 | 0.043 | 0.148 | 175 | 175 | 175 | 0 | 0 | 0 | 0 | 14.8 | 0.173 |  |  | 3 | 3 | 104
l132 | b84 | b85 | 0.0302 | 0.0641 | 175 | 175 | 175 | 0 | 0 | 0 | 0 | 6.41 | 0.129 |  |  | 3 | 3 | 104
l133 | b85 | b86 | 0.035 | 0.123 | 500 | 500 | 500 | 0 | 0 | 0 | 0 | 12.3 | 0.144 |  |  | 3 | 3 | 104
l134 | b86 | b87 | 0.02828 | 0.2074 | 500 | 500 | 500 | 0 | 0 | 0 | 0 | 20.74 | 0.426 |  |  | 3 | 3 | 104
l135 | b85 | b88 | 0.02 | 0.102 | 175 | 175 | 175 | 0 | 0 | 0 | 0 | 10.2 | 0.118 |  |  | 3 | 3 | 104
l136 | b85 | b89 | 0.0239 | 0.173 | 175 | 175 | 175 | 0 | 0 | 0 | 0 | 17.3 | 0.367 |  |  | 3 | 3 | 104
l137 | b88 | b89 | 0.0139 | 0.0712 | 500 | 500 | 500 | 0 | 0 | 0 | 0 | 7.12 | 0.109 |  |  | 3 | 3 | 104
l138 | b89 | b90 | 0.0518 | 0.188 | 500 | 500 | 500 | 0 | 0 | 0 | 0 | 18.8 | 0.209 |  |  | 3 | 3 | 104
l139 | b89 | b90 | 0.0238 | 0.0997 | 500 | 500 | 500 | 0 | 0 | 0 | 0 | 9.97 | 0.108 |  |  | 3 | 3 | 104
l140 | b90 | b91 | 0.0254 | 0.0836 | 175 | 175 | 175 | 0 | 0 | 0 | 0 | 8.36 | 0.098 |  |  | 3 | 3 | 104
l141 | b89 | b92 | 0.0099 | 0.0505 | 500 | 500 | 500 | 0 | 0 | 0 | 0 | 5.05 | 0.058 |  |  | 3 | 3 | 104
l142 | b89 | b92 | 0.0393 | 0.1581 | 500 | 500 | 500 | 0 | 0 | 0 | 0 | 15.81 | 0.197 |  |  | 3 | 3 | 104
l143 | b91 | b92 | 0.0387 | 0.1272 | 175 | 175 | 175 | 0 | 0 | 0 | 0 | 12.72 | 0.235 |  |  | 3 | 3 | 104
l144 | b92 | b93 | 0.0258 | 0.0848 | 175 | 175 | 175 | 0 | 0 | 0 | 0 | 8.48 | 0.117 |  |  | 3 | 3 | 104
l145 | b92 | b94 | 0.0481 | 0.158 | 175 | 175 | 175 | 0 | 0 | 0 | 0 | 15.8 | 0.2 |  |  | 3 | 3 | 104
l146 | b93 | b94 | 0.0223 | 0.0732 | 175 | 175 | 175 | 0 | 0 | 0 | 0 | 7.32 | 0.098 |  |  | 3 | 3 | 104
l147 | b94 | b95 | 0.0132 | 0.0434 | 175 | 175 | 175 | 0 | 0 | 0 | 0 | 4.34 | 0.069 |  |  | 3 | 3 | 104
l148 | b80 | b96 | 0.0356 | 0.182 | 175 | 175 | 175 | 0 | 0 | 0 | 0 | 18.2 | 0.303 |  |  | 2 | 2 | 104
l149 | b82 | b96 | 0.0162 | 0.053 | 175 | 175 | 175 | 0 | 0 | 0 | 0 | 5.3 | 0.108 |  |  | 3 | 3 | 104
l150 | b94 | b96 | 0.0269 | 0.0869 | 175 | 175 | 175 | 0 | 0 | 0 | 0 | 8.69 | 0.12 |  |  | 3 | 3 | 104
l151 | b80 | b97 | 0.0183 | 0.0934 | 175 | 175 | 175 | 0 | 0 | 0 | 0 | 9.34 | 0.199 |  |  | 2 | 2 | 104
l152 | b80 | b98 | 0.0238 | 0.108 | 175 | 175 | 175 | 0 | 0 | 0 | 0 | 10.8 | 0.219 |  |  | 2 | 2 | 104
l153 | b80 | b99 | 0.0454 | 0.206 | 200 | 200 | 200 | 0 | 0 | 0 | 0 | 20.6 | 0.381 |  |  | 2 | 2 | 104
l154 | b92 | b100 | 0.0648 | 0.295 | 175 | 175 | 175 | 0 | 0 | 0 | 0 | 29.5 | 0.42 |  |  | 3 | 3 | 104
l155 | b94 | b100 | 0.0178 | 0.058 | 175 | 175 | 175 | 0 | 0 | 0 | 0 | 5.8 | 0.113 |  |  | 3 | 3 | 104
l156 | b95 | b96 | 0.0171 | 0.0547 | 175 | 175 | 175 | 0 | 0 | 0 | 0 | 5.47 | 0.072 |  |  | 3 | 3 | 104
l157 | b96 | b97 | 0.0173 | 0.0885 | 175 | 175 | 175 | 0 | 0 | 0 | 0 | 8.85 | 0.177 |  |  | 3 | 3 | 104
l158 | b98 | b100 | 0.0397 | 0.179 | 175 | 175 | 175 | 0 | 0 | 0 | 0 | 17.9 | 0.365 |  |  | 2 | 2 | 104
l159 | b99 | b100 | 0.018 | 0.0813 | 175 | 175 | 175 | 0 | 0 | 0 | 0 | 8.13 | 0.142 |  |  | 2 | 2 | 104
l160 | b100 | b101 | 0.0277 | 0.1262 | 175 | 175 | 175 | 0 | 0 | 0 | 0 | 12.62 | 0.272 |  |  | 3 | 3 | 104
l161 | b92 | b102 | 0.0123 | 0.0559 | 175 | 175 | 175 | 0 | 0 | 0 | 0 | 5.59 | 0.096 |  |  | 3 | 3 | 104
l162 | b101 | b102 | 0.0246 | 0.112 | 175 | 175 | 175 | 0 | 0 | 0 | 0 | 11.2 | 0.148 |  |  | 3 | 3 | 104
l163 | b100 | b103 | 0.016 | 0.0525 | 500 | 500 | 500 | 0 | 0 | 0 | 0 | 5.25 | 0.079 |  |  | 3 | 3 | 104
l164 | b100 | b104 | 0.0451 | 0.204 | 175 | 175 | 175 | 0 | 0 | 0 | 0 | 20.4 | 0.262 |  |  | 3 | 3 | 104
l165 | b103 | b104 | 0.0466 | 0.1584 | 175 | 175 | 175 | 0 | 0 | 0 | 0 | 15.84 | 0.309 |  |  | 3 | 3 | 104
l166 | b103 | b105 | 0.0535 | 0.1625 | 175 | 175 | 175 | 0 | 0 | 0 | 0 | 16.25 | 0.276 |  |  | 3 | 3 | 104
l167 | b100 | b106 | 0.0605 | 0.229 | 175 | 175 | 175 | 0 | 0 | 0 | 0 | 22.9 | 0.371 |  |  | 3 | 3 | 104
l168 | b104 | b105 | 0.00994 | 0.0378 | 175 | 175 | 175 | 0 | 0 | 0 | 0 | 3.78 | 0.05 |  |  | 3 | 3 | 104
l169 | b105 | b106 | 0.014 | 0.0547 | 175 | 175 | 175 | 0 | 0 | 0 | 0 | 5.47 | 0.06 |  |  | 3 | 3 | 104
l170 | b105 | b107 | 0.053 | 0.183 | 175 | 175 | 175 | 0 | 0 | 0 | 0 | 18.3 | 0.362 |  |  | 3 | 3 | 104
l171 | b105 | b108 | 0.0261 | 0.0703 | 175 | 175 | 175 | 0 | 0 | 0 | 0 | 7.03 | 0.118 |  |  | 3 | 3 | 104
l172 | b106 | b107 | 0.053 | 0.183 | 175 | 175 | 175 | 0 | 0 | 0 | 0 | 18.3 | 0.229 |  |  | 3 | 3 | 104
l173 | b108 | b109 | 0.0105 | 0.0288 | 175 | 175 | 175 | 0 | 0 | 0 | 0 | 2.88 | 0.048 |  |  | 3 | 3 | 104
l174 | b103 | b110 | 0.03906 | 0.1813 | 175 | 175 | 175 | 0 | 0 | 0 | 0 | 18.13 | 0.349 |  |  | 3 | 3 | 104
l175 | b109 | b110 | 0.0278 | 0.0762 | 175 | 175 | 175 | 0 | 0 | 0 | 0 | 7.62 | 0.081 |  |  | 3 | 3 | 104
l176 | b110 | b111 | 0.022 | 0.0755 | 175 | 175 | 175 | 0 | 0 | 0 | 0 | 7.55 | 0.145 |  |  | 3 | 3 | 104
l177 | b110 | b112 | 0.0247 | 0.064 | 175 | 175 | 175 | 0 | 0 | 0 | 0 | 6.4 | 0.121 |  |  | 3 | 3 | 104
l178 | b17 | b113 | 0.00913 | 0.0301 | 175 | 175 | 175 | 0 | 0 | 0 | 0 | 3.01 | 0.047 |  |  | 1 | 1 | 101
l179 | b32 | b113 | 0.0615 | 0.203 | 500 | 500 | 500 | 0 | 0 | 0 | 0 | 20.3 | 0.282 |  |  | 1 | 1 | 102
l180 | b32 | b114 | 0.0135 | 0.0612 | 175 | 175 | 175 | 0 | 0 | 0 | 0 | 6.12 | 0.101 |  |  | 1 | 1 | 102
l181 | b27 | b115 | 0.0164 | 0.0741 | 175 | 175 | 175 | 0 | 0 | 0 | 0 | 7.41 | 0.095 |  |  | 1 | 1 | 101
l182 | b114 | b115 | 0.0023 | 0.0104 | 175 | 175 | 175 | 0 | 0 | 0 | 0 | 1.04 | 0.019 |  |  | 1 | 1 | 104
l183 | b68 | b116 | 0.00034 | 0.00405 | 500 | 500 | 500 | 0 | 0 | 0 | 0 | 0.405 | 0.006 |  |  | 2 | 2 | 103
l184 | b12 | b117 | 0.0329 | 0.14 | 175 | 175 | 175 | 0 | 0 | 0 | 0 | 14 | 0.217 |  |  | 1 | 1 | 101
l185 | b75 | b118 | 0.0145 | 0.0481 | 175 | 175 | 175 | 0 | 0 | 0 | 0 | 4.81 | 0.062 |  |  | 1 | 1 | 103
l186 | b76 | b118 | 0.0164 | 0.0544 | 175 | 175 | 175 | 0 | 0 | 0 | 0 | 5.44 | 0.074 |  |  | 2 | 2 | 103
Note on B1: Zuyi Li: From bus number
Note on C1: Zuyi Li: To bus number
Note on E1: Zuyi Li: Reactance (DEAFULT: must input; p.u.)
Note on F1: Zuyi Li: Flow limit A (DEFAULT: 0; MVA)
Note on G1: Zuyi Li: Flow limit B (DEFAULT: 0; MVA)
Note on H1: Zuyi Li: Flow limit C (DEFAULT: 0; MVA)
Note on I1: Zuyi Li: Line shunt conductance at from bus side (DEFAULT: 0; p.u.)
Note on J1: Zuyi Li: Line shunt susceptance at from bus side (DEFAULT: 0; p.u.)
Note on K1: Zuyi Li: Line shunt conductance at to bus side (DEFAULT: 0; p.u.)
Note on L1: Zuyi Li: Line shunt susceptance at to bus side (DEFAULT: 0; p.u.)
Note on M1: Zuyi Li: Branch length (mile) (DEFAULT: 0)
Note on N1: Zuyi Li: Transmission usage charge ($/MW/mile)
Note on O1: Zuyi Li: Tap (DEFAULT: 0; p.u.)
Note on P1: Zuyi Li: Phase shifter angle (DEFAULT: 0; degree)
Note on Q1: Zuyi Li: Area number (DEFAULT: 1)
Note on R1: Zuyi Li: Zone number (DEFAULT: 1)
Note on S1: Zuyi Li: Owner number (DEFAULT: 1)

## Branch_map
| b1 | b2 | b3 | b4 | b5 | b6 | b7 | b8 | b9 | b10 | b11 | b12 | b13 | b14 | b15 | b16 | b17 | b18 | b19 | b20 | b21 | b22 | b23 | b24 | b25 | b26 | b27 | b28 | b29 | b30 | b31 | b32 | b33 | b34 | b35 | b36 | b37 | b38 | b39 | b40 | b41 | b42 | b43 | b44 | b45 | b46 | b47 | b48 | b49 | b50 | b51 | b52 | b53 | b54 | b55 | b56 | b57 | b58 | b59 | b60 | b61 | b62 | b63 | b64 | b65 | b66 | b67 | b68 | b69 | b70 | b71 | b72 | b73 | b74 | b75 | b76 | b77 | b78 | b79 | b80 | b81 | b82 | b83 | b84 | b85 | b86 | b87 | b88 | b89 | b90 | b91 | b92 | b93 | b94 | b95 | b96 | b97 | b98 | b99 | b100 | b101 | b102 | b103 | b104 | b105 | b106 | b107 | b108 | b109 | b110 | b111 | b112 | b113 | b114 | b115 | b116 | b117 | b118
l1 | 1 | -1 | 0 | 0 | 0 | 0 | 0 | 0 | 0 | 0 | 0 | 0 | 0 | 0 | 0 | 0 | 0 | 0 | 0 | 0 | 0 | 0 | 0 | 0 | 0 | 0 | 0 | 0 | 0 | 0 | 0 | 0 | 0 | 0 | 0 | 0 | 0 | 0 | 0 | 0 | 0 | 0 | 0 | 0 | 0 | 0 | 0 | 0 | 0 | 0 | 0 | 0 | 0 | 0 | 0 | 0 | 0 | 0 | 0 | 0 | 0 | 0 | 0 | 0 | 0 | 0 | 0 | 0 | 0 | 0 | 0 | 0 | 0 | 0 | 0 | 0 | 0 | 0 | 0 | 0 | 0 | 0 | 0 | 0 | 0 | 0 | 0 | 0 | 0 | 0 | 0 | 0 | 0 | 0 | 0 | 0 | 0 | 0 | 0 | 0 | 0 | 0 | 0 | 0 | 0 | 0 | 0 | 0 | 0 | 0 | 0 | 0 | 0 | 0 | 0 | 0 | 0 | 0
l2 | 1 | 0 | -1 | 0 | 0 | 0 | 0 | 0 | 0 | 0 | 0 | 0 | 0 | 0 | 0 | 0 | 0 | 0 | 0 | 0 | 0 | 0 | 0 | 0 | 0 | 0 | 0 | 0 | 0 | 0 | 0 | 0 | 0 | 0 | 0 | 0 | 0 | 0 | 0 | 0 | 0 | 0 | 0 | 0 | 0 | 0 | 0 | 0 | 0 | 0 | 0 | 0 | 0 | 0 | 0 | 0 | 0 | 0 | 0 | 0 | 0 | 0 | 0 | 0 | 0 | 0 | 0 | 0 | 0 | 0 | 0 | 0 | 0 | 0 | 0 | 0 | 0 | 0 | 0 | 0 | 0 | 0 | 0 | 0 | 0 | 0 | 0 | 0 | 0 | 0 | 0 | 0 | 0 | 0 | 0 | 0 | 0 | 0 | 0 | 0 | 0 | 0 | 0 | 0 | 0 | 0 | 0 | 0 | 0 | 0 | 0 | 0 | 0 | 0 | 0 | 0 | 0 | 0
l3 | 0 | 0 | 0 | 1 | -1 | 0 | 0 | 0 | 0 | 0 | 0 | 0 | 0 | 0 | 0 | 0 | 0 | 0 | 0 | 0 | 0 | 0 | 0 | 0 | 0 | 0 | 0 | 0 | 0 | 0 | 0 | 0 | 0 | 0 | 0 | 0 | 0 | 0 | 0 | 0 | 0 | 0 | 0 | 0 | 0 | 0 | 0 | 0 | 0 | 0 | 0 | 0 | 0 | 0 | 0 | 0 | 0 | 0 | 0 | 0 | 0 | 0 | 0 | 0 | 0 | 0 | 0 | 0 | 0 | 0 | 0 | 0 | 0 | 0 | 0 | 0 | 0 | 0 | 0 | 0 | 0 | 0 | 0 | 0 | 0 | 0 | 0 | 0 | 0 | 0 | 0 | 0 | 0 | 0 | 0 | 0 | 0 | 0 | 0 | 0 | 0 | 0 | 0 | 0 | 0 | 0 | 0 | 0 | 0 | 0 | 0 | 0 | 0 | 0 | 0 | 0 | 0 | 0
l4 | 0 | 0 | 1 | 0 | -1 | 0 | 0 | 0 | 0 | 0 | 0 | 0 | 0 | 0 | 0 | 0 | 0 | 0 | 0 | 0 | 0 | 0 | 0 | 0 | 0 | 0 | 0 | 0 | 0 | 0 | 0 | 0 | 0 | 0 | 0 | 0 | 0 | 0 | 0 | 0 | 0 | 0 | 0 | 0 | 0 | 0 | 0 | 0 | 0 | 0 | 0 | 0 | 0 | 0 | 0 | 0 | 0 | 0 | 0 | 0 | 0 | 0 | 0 | 0 | 0 | 0 | 0 | 0 | 0 | 0 | 0 | 0 | 0 | 0 | 0 | 0 | 0 | 0 | 0 | 0 | 0 | 0 | 0 | 0 | 0 | 0 | 0 | 0 | 0 | 0 | 0 | 0 | 0 | 0 | 0 | 0 | 0 | 0 | 0 | 0 | 0 | 0 | 0 | 0 | 0 | 0 | 0 | 0 | 0 | 0 | 0 | 0 | 0 | 0 | 0 | 0 | 0 | 0
l5 | 0 | 0 | 0 | 0 | 1 | -1 | 0 | 0 | 0 | 0 | 0 | 0 | 0 | 0 | 0 | 0 | 0 | 0 | 0 | 0 | 0 | 0 | 0 | 0 | 0 | 0 | 0 | 0 | 0 | 0 | 0 | 0 | 0 | 0 | 0 | 0 | 0 | 0 | 0 | 0 | 0 | 0 | 0 | 0 | 0 | 0 | 0 | 0 | 0 | 0 | 0 | 0 | 0 | 0 | 0 | 0 | 0 | 0 | 0 | 0 | 0 | 0 | 0 | 0 | 0 | 0 | 0 | 0 | 0 | 0 | 0 | 0 | 0 | 0 | 0 | 0 | 0 | 0 | 0 | 0 | 0 | 0 | 0 | 0 | 0 | 0 | 0 | 0 | 0 | 0 | 0 | 0 | 0 | 0 | 0 | 0 | 0 | 0 | 0 | 0 | 0 | 0 | 0 | 0 | 0 | 0 | 0 | 0 | 0 | 0 | 0 | 0 | 0 | 0 | 0 | 0 | 0 | 0
l6 | 0 | 0 | 0 | 0 | 0 | 1 | -1 | 0 | 0 | 0 | 0 | 0 | 0 | 0 | 0 | 0 | 0 | 0 | 0 | 0 | 0 | 0 | 0 | 0 | 0 | 0 | 0 | 0 | 0 | 0 | 0 | 0 | 0 | 0 | 0 | 0 | 0 | 0 | 0 | 0 | 0 | 0 | 0 | 0 | 0 | 0 | 0 | 0 | 0 | 0 | 0 | 0 | 0 | 0 | 0 | 0 | 0 | 0 | 0 | 0 | 0 | 0 | 0 | 0 | 0 | 0 | 0 | 0 | 0 | 0 | 0 | 0 | 0 | 0 | 0 | 0 | 0 | 0 | 0 | 0 | 0 | 0 | 0 | 0 | 0 | 0 | 0 | 0 | 0 | 0 | 0 | 0 | 0 | 0 | 0 | 0 | 0 | 0 | 0 | 0 | 0 | 0 | 0 | 0 | 0 | 0 | 0 | 0 | 0 | 0 | 0 | 0 | 0 | 0 | 0 | 0 | 0 | 0
l7 | 0 | 0 | 0 | 0 | 0 | 0 | 0 | 1 | -1 | 0 | 0 | 0 | 0 | 0 | 0 | 0 | 0 | 0 | 0 | 0 | 0 | 0 | 0 | 0 | 0 | 0 | 0 | 0 | 0 | 0 | 0 | 0 | 0 | 0 | 0 | 0 | 0 | 0 | 0 | 0 | 0 | 0 | 0 | 0 | 0 | 0 | 0 | 0 | 0 | 0 | 0 | 0 | 0 | 0 | 0 | 0 | 0 | 0 | 0 | 0 | 0 | 0 | 0 | 0 | 0 | 0 | 0 | 0 | 0 | 0 | 0 | 0 | 0 | 0 | 0 | 0 | 0 | 0 | 0 | 0 | 0 | 0 | 0 | 0 | 0 | 0 | 0 | 0 | 0 | 0 | 0 | 0 | 0 | 0 | 0 | 0 | 0 | 0 | 0 | 0 | 0 | 0 | 0 | 0 | 0 | 0 | 0 | 0 | 0 | 0 | 0 | 0 | 0 | 0 | 0 | 0 | 0 | 0
l8 | 0 | 0 | 0 | 0 | 1 | 0 | 0 | -1 | 0 | 0 | 0 | 0 | 0 | 0 | 0 | 0 | 0 | 0 | 0 | 0 | 0 | 0 | 0 | 0 | 0 | 0 | 0 | 0 | 0 | 0 | 0 | 0 | 0 | 0 | 0 | 0 | 0 | 0 | 0 | 0 | 0 | 0 | 0 | 0 | 0 | 0 | 0 | 0 | 0 | 0 | 0 | 0 | 0 | 0 | 0 | 0 | 0 | 0 | 0 | 0 | 0 | 0 | 0 | 0 | 0 | 0 | 0 | 0 | 0 | 0 | 0 | 0 | 0 | 0 | 0 | 0 | 0 | 0 | 0 | 0 | 0 | 0 | 0 | 0 | 0 | 0 | 0 | 0 | 0 | 0 | 0 | 0 | 0 | 0 | 0 | 0 | 0 | 0 | 0 | 0 | 0 | 0 | 0 | 0 | 0 | 0 | 0 | 0 | 0 | 0 | 0 | 0 | 0 | 0 | 0 | 0 | 0 | 0
l9 | 0 | 0 | 0 | 0 | 0 | 0 | 0 | 0 | 1 | -1 | 0 | 0 | 0 | 0 | 0 | 0 | 0 | 0 | 0 | 0 | 0 | 0 | 0 | 0 | 0 | 0 | 0 | 0 | 0 | 0 | 0 | 0 | 0 | 0 | 0 | 0 | 0 | 0 | 0 | 0 | 0 | 0 | 0 | 0 | 0 | 0 | 0 | 0 | 0 | 0 | 0 | 0 | 0 | 0 | 0 | 0 | 0 | 0 | 0 | 0 | 0 | 0 | 0 | 0 | 0 | 0 | 0 | 0 | 0 | 0 | 0 | 0 | 0 | 0 | 0 | 0 | 0 | 0 | 0 | 0 | 0 | 0 | 0 | 0 | 0 | 0 | 0 | 0 | 0 | 0 | 0 | 0 | 0 | 0 | 0 | 0 | 0 | 0 | 0 | 0 | 0 | 0 | 0 | 0 | 0 | 0 | 0 | 0 | 0 | 0 | 0 | 0 | 0 | 0 | 0 | 0 | 0 | 0
l10 | 0 | 0 | 0 | 1 | 0 | 0 | 0 | 0 | 0 | 0 | -1 | 0 | 0 | 0 | 0 | 0 | 0 | 0 | 0 | 0 | 0 | 0 | 0 | 0 | 0 | 0 | 0 | 0 | 0 | 0 | 0 | 0 | 0 | 0 | 0 | 0 | 0 | 0 | 0 | 0 | 0 | 0 | 0 | 0 | 0 | 0 | 0 | 0 | 0 | 0 | 0 | 0 | 0 | 0 | 0 | 0 | 0 | 0 | 0 | 0 | 0 | 0 | 0 | 0 | 0 | 0 | 0 | 0 | 0 | 0 | 0 | 0 | 0 | 0 | 0 | 0 | 0 | 0 | 0 | 0 | 0 | 0 | 0 | 0 | 0 | 0 | 0 | 0 | 0 | 0 | 0 | 0 | 0 | 0 | 0 | 0 | 0 | 0 | 0 | 0 | 0 | 0 | 0 | 0 | 0 | 0 | 0 | 0 | 0 | 0 | 0 | 0 | 0 | 0 | 0 | 0 | 0 | 0
l11 | 0 | 0 | 0 | 0 | 1 | 0 | 0 | 0 | 0 | 0 | -1 | 0 | 0 | 0 | 0 | 0 | 0 | 0 | 0 | 0 | 0 | 0 | 0 | 0 | 0 | 0 | 0 | 0 | 0 | 0 | 0 | 0 | 0 | 0 | 0 | 0 | 0 | 0 | 0 | 0 | 0 | 0 | 0 | 0 | 0 | 0 | 0 | 0 | 0 | 0 | 0 | 0 | 0 | 0 | 0 | 0 | 0 | 0 | 0 | 0 | 0 | 0 | 0 | 0 | 0 | 0 | 0 | 0 | 0 | 0 | 0 | 0 | 0 | 0 | 0 | 0 | 0 | 0 | 0 | 0 | 0 | 0 | 0 | 0 | 0 | 0 | 0 | 0 | 0 | 0 | 0 | 0 | 0 | 0 | 0 | 0 | 0 | 0 | 0 | 0 | 0 | 0 | 0 | 0 | 0 | 0 | 0 | 0 | 0 | 0 | 0 | 0 | 0 | 0 | 0 | 0 | 0 | 0
l12 | 0 | 0 | 0 | 0 | 0 | 0 | 0 | 0 | 0 | 0 | 1 | -1 | 0 | 0 | 0 | 0 | 0 | 0 | 0 | 0 | 0 | 0 | 0 | 0 | 0 | 0 | 0 | 0 | 0 | 0 | 0 | 0 | 0 | 0 | 0 | 0 | 0 | 0 | 0 | 0 | 0 | 0 | 0 | 0 | 0 | 0 | 0 | 0 | 0 | 0 | 0 | 0 | 0 | 0 | 0 | 0 | 0 | 0 | 0 | 0 | 0 | 0 | 0 | 0 | 0 | 0 | 0 | 0 | 0 | 0 | 0 | 0 | 0 | 0 | 0 | 0 | 0 | 0 | 0 | 0 | 0 | 0 | 0 | 0 | 0 | 0 | 0 | 0 | 0 | 0 | 0 | 0 | 0 | 0 | 0 | 0 | 0 | 0 | 0 | 0 | 0 | 0 | 0 | 0 | 0 | 0 | 0 | 0 | 0 | 0 | 0 | 0 | 0 | 0 | 0 | 0 | 0 | 0
l13 | 0 | 1 | 0 | 0 | 0 | 0 | 0 | 0 | 0 | 0 | 0 | -1 | 0 | 0 | 0 | 0 | 0 | 0 | 0 | 0 | 0 | 0 | 0 | 0 | 0 | 0 | 0 | 0 | 0 | 0 | 0 | 0 | 0 | 0 | 0 | 0 | 0 | 0 | 0 | 0 | 0 | 0 | 0 | 0 | 0 | 0 | 0 | 0 | 0 | 0 | 0 | 0 | 0 | 0 | 0 | 0 | 0 | 0 | 0 | 0 | 0 | 0 | 0 | 0 | 0 | 0 | 0 | 0 | 0 | 0 | 0 | 0 | 0 | 0 | 0 | 0 | 0 | 0 | 0 | 0 | 0 | 0 | 0 | 0 | 0 | 0 | 0 | 0 | 0 | 0 | 0 | 0 | 0 | 0 | 0 | 0 | 0 | 0 | 0 | 0 | 0 | 0 | 0 | 0 | 0 | 0 | 0 | 0 | 0 | 0 | 0 | 0 | 0 | 0 | 0 | 0 | 0 | 0
l14 | 0 | 0 | 1 | 0 | 0 | 0 | 0 | 0 | 0 | 0 | 0 | -1 | 0 | 0 | 0 | 0 | 0 | 0 | 0 | 0 | 0 | 0 | 0 | 0 | 0 | 0 | 0 | 0 | 0 | 0 | 0 | 0 | 0 | 0 | 0 | 0 | 0 | 0 | 0 | 0 | 0 | 0 | 0 | 0 | 0 | 0 | 0 | 0 | 0 | 0 | 0 | 0 | 0 | 0 | 0 | 0 | 0 | 0 | 0 | 0 | 0 | 0 | 0 | 0 | 0 | 0 | 0 | 0 | 0 | 0 | 0 | 0 | 0 | 0 | 0 | 0 | 0 | 0 | 0 | 0 | 0 | 0 | 0 | 0 | 0 | 0 | 0 | 0 | 0 | 0 | 0 | 0 | 0 | 0 | 0 | 0 | 0 | 0 | 0 | 0 | 0 | 0 | 0 | 0 | 0 | 0 | 0 | 0 | 0 | 0 | 0 | 0 | 0 | 0 | 0 | 0 | 0 | 0
l15 | 0 | 0 | 0 | 0 | 0 | 0 | 1 | 0 | 0 | 0 | 0 | -1 | 0 | 0 | 0 | 0 | 0 | 0 | 0 | 0 | 0 | 0 | 0 | 0 | 0 | 0 | 0 | 0 | 0 | 0 | 0 | 0 | 0 | 0 | 0 | 0 | 0 | 0 | 0 | 0 | 0 | 0 | 0 | 0 | 0 | 0 | 0 | 0 | 0 | 0 | 0 | 0 | 0 | 0 | 0 | 0 | 0 | 0 | 0 | 0 | 0 | 0 | 0 | 0 | 0 | 0 | 0 | 0 | 0 | 0 | 0 | 0 | 0 | 0 | 0 | 0 | 0 | 0 | 0 | 0 | 0 | 0 | 0 | 0 | 0 | 0 | 0 | 0 | 0 | 0 | 0 | 0 | 0 | 0 | 0 | 0 | 0 | 0 | 0 | 0 | 0 | 0 | 0 | 0 | 0 | 0 | 0 | 0 | 0 | 0 | 0 | 0 | 0 | 0 | 0 | 0 | 0 | 0
l16 | 0 | 0 | 0 | 0 | 0 | 0 | 0 | 0 | 0 | 0 | 1 | 0 | -1 | 0 | 0 | 0 | 0 | 0 | 0 | 0 | 0 | 0 | 0 | 0 | 0 | 0 | 0 | 0 | 0 | 0 | 0 | 0 | 0 | 0 | 0 | 0 | 0 | 0 | 0 | 0 | 0 | 0 | 0 | 0 | 0 | 0 | 0 | 0 | 0 | 0 | 0 | 0 | 0 | 0 | 0 | 0 | 0 | 0 | 0 | 0 | 0 | 0 | 0 | 0 | 0 | 0 | 0 | 0 | 0 | 0 | 0 | 0 | 0 | 0 | 0 | 0 | 0 | 0 | 0 | 0 | 0 | 0 | 0 | 0 | 0 | 0 | 0 | 0 | 0 | 0 | 0 | 0 | 0 | 0 | 0 | 0 | 0 | 0 | 0 | 0 | 0 | 0 | 0 | 0 | 0 | 0 | 0 | 0 | 0 | 0 | 0 | 0 | 0 | 0 | 0 | 0 | 0 | 0
l17 | 0 | 0 | 0 | 0 | 0 | 0 | 0 | 0 | 0 | 0 | 0 | 1 | 0 | -1 | 0 | 0 | 0 | 0 | 0 | 0 | 0 | 0 | 0 | 0 | 0 | 0 | 0 | 0 | 0 | 0 | 0 | 0 | 0 | 0 | 0 | 0 | 0 | 0 | 0 | 0 | 0 | 0 | 0 | 0 | 0 | 0 | 0 | 0 | 0 | 0 | 0 | 0 | 0 | 0 | 0 | 0 | 0 | 0 | 0 | 0 | 0 | 0 | 0 | 0 | 0 | 0 | 0 | 0 | 0 | 0 | 0 | 0 | 0 | 0 | 0 | 0 | 0 | 0 | 0 | 0 | 0 | 0 | 0 | 0 | 0 | 0 | 0 | 0 | 0 | 0 | 0 | 0 | 0 | 0 | 0 | 0 | 0 | 0 | 0 | 0 | 0 | 0 | 0 | 0 | 0 | 0 | 0 | 0 | 0 | 0 | 0 | 0 | 0 | 0 | 0 | 0 | 0 | 0
l18 | 0 | 0 | 0 | 0 | 0 | 0 | 0 | 0 | 0 | 0 | 0 | 0 | 1 | 0 | -1 | 0 | 0 | 0 | 0 | 0 | 0 | 0 | 0 | 0 | 0 | 0 | 0 | 0 | 0 | 0 | 0 | 0 | 0 | 0 | 0 | 0 | 0 | 0 | 0 | 0 | 0 | 0 | 0 | 0 | 0 | 0 | 0 | 0 | 0 | 0 | 0 | 0 | 0 | 0 | 0 | 0 | 0 | 0 | 0 | 0 | 0 | 0 | 0 | 0 | 0 | 0 | 0 | 0 | 0 | 0 | 0 | 0 | 0 | 0 | 0 | 0 | 0 | 0 | 0 | 0 | 0 | 0 | 0 | 0 | 0 | 0 | 0 | 0 | 0 | 0 | 0 | 0 | 0 | 0 | 0 | 0 | 0 | 0 | 0 | 0 | 0 | 0 | 0 | 0 | 0 | 0 | 0 | 0 | 0 | 0 | 0 | 0 | 0 | 0 | 0 | 0 | 0 | 0
l19 | 0 | 0 | 0 | 0 | 0 | 0 | 0 | 0 | 0 | 0 | 0 | 0 | 0 | 1 | -1 | 0 | 0 | 0 | 0 | 0 | 0 | 0 | 0 | 0 | 0 | 0 | 0 | 0 | 0 | 0 | 0 | 0 | 0 | 0 | 0 | 0 | 0 | 0 | 0 | 0 | 0 | 0 | 0 | 0 | 0 | 0 | 0 | 0 | 0 | 0 | 0 | 0 | 0 | 0 | 0 | 0 | 0 | 0 | 0 | 0 | 0 | 0 | 0 | 0 | 0 | 0 | 0 | 0 | 0 | 0 | 0 | 0 | 0 | 0 | 0 | 0 | 0 | 0 | 0 | 0 | 0 | 0 | 0 | 0 | 0 | 0 | 0 | 0 | 0 | 0 | 0 | 0 | 0 | 0 | 0 | 0 | 0 | 0 | 0 | 0 | 0 | 0 | 0 | 0 | 0 | 0 | 0 | 0 | 0 | 0 | 0 | 0 | 0 | 0 | 0 | 0 | 0 | 0
l20 | 0 | 0 | 0 | 0 | 0 | 0 | 0 | 0 | 0 | 0 | 0 | 1 | 0 | 0 | 0 | -1 | 0 | 0 | 0 | 0 | 0 | 0 | 0 | 0 | 0 | 0 | 0 | 0 | 0 | 0 | 0 | 0 | 0 | 0 | 0 | 0 | 0 | 0 | 0 | 0 | 0 | 0 | 0 | 0 | 0 | 0 | 0 | 0 | 0 | 0 | 0 | 0 | 0 | 0 | 0 | 0 | 0 | 0 | 0 | 0 | 0 | 0 | 0 | 0 | 0 | 0 | 0 | 0 | 0 | 0 | 0 | 0 | 0 | 0 | 0 | 0 | 0 | 0 | 0 | 0 | 0 | 0 | 0 | 0 | 0 | 0 | 0 | 0 | 0 | 0 | 0 | 0 | 0 | 0 | 0 | 0 | 0 | 0 | 0 | 0 | 0 | 0 | 0 | 0 | 0 | 0 | 0 | 0 | 0 | 0 | 0 | 0 | 0 | 0 | 0 | 0 | 0 | 0
l21 | 0 | 0 | 0 | 0 | 0 | 0 | 0 | 0 | 0 | 0 | 0 | 0 | 0 | 0 | 1 | 0 | -1 | 0 | 0 | 0 | 0 | 0 | 0 | 0 | 0 | 0 | 0 | 0 | 0 | 0 | 0 | 0 | 0 | 0 | 0 | 0 | 0 | 0 | 0 | 0 | 0 | 0 | 0 | 0 | 0 | 0 | 0 | 0 | 0 | 0 | 0 | 0 | 0 | 0 | 0 | 0 | 0 | 0 | 0 | 0 | 0 | 0 | 0 | 0 | 0 | 0 | 0 | 0 | 0 | 0 | 0 | 0 | 0 | 0 | 0 | 0 | 0 | 0 | 0 | 0 | 0 | 0 | 0 | 0 | 0 | 0 | 0 | 0 | 0 | 0 | 0 | 0 | 0 | 0 | 0 | 0 | 0 | 0 | 0 | 0 | 0 | 0 | 0 | 0 | 0 | 0 | 0 | 0 | 0 | 0 | 0 | 0 | 0 | 0 | 0 | 0 | 0 | 0
l22 | 0 | 0 | 0 | 0 | 0 | 0 | 0 | 0 | 0 | 0 | 0 | 0 | 0 | 0 | 0 | 1 | -1 | 0 | 0 | 0 | 0 | 0 | 0 | 0 | 0 | 0 | 0 | 0 | 0 | 0 | 0 | 0 | 0 | 0 | 0 | 0 | 0 | 0 | 0 | 0 | 0 | 0 | 0 | 0 | 0 | 0 | 0 | 0 | 0 | 0 | 0 | 0 | 0 | 0 | 0 | 0 | 0 | 0 | 0 | 0 | 0 | 0 | 0 | 0 | 0 | 0 | 0 | 0 | 0 | 0 | 0 | 0 | 0 | 0 | 0 | 0 | 0 | 0 | 0 | 0 | 0 | 0 | 0 | 0 | 0 | 0 | 0 | 0 | 0 | 0 | 0 | 0 | 0 | 0 | 0 | 0 | 0 | 0 | 0 | 0 | 0 | 0 | 0 | 0 | 0 | 0 | 0 | 0 | 0 | 0 | 0 | 0 | 0 | 0 | 0 | 0 | 0 | 0
l23 | 0 | 0 | 0 | 0 | 0 | 0 | 0 | 0 | 0 | 0 | 0 | 0 | 0 | 0 | 0 | 0 | 1 | -1 | 0 | 0 | 0 | 0 | 0 | 0 | 0 | 0 | 0 | 0 | 0 | 0 | 0 | 0 | 0 | 0 | 0 | 0 | 0 | 0 | 0 | 0 | 0 | 0 | 0 | 0 | 0 | 0 | 0 | 0 | 0 | 0 | 0 | 0 | 0 | 0 | 0 | 0 | 0 | 0 | 0 | 0 | 0 | 0 | 0 | 0 | 0 | 0 | 0 | 0 | 0 | 0 | 0 | 0 | 0 | 0 | 0 | 0 | 0 | 0 | 0 | 0 | 0 | 0 | 0 | 0 | 0 | 0 | 0 | 0 | 0 | 0 | 0 | 0 | 0 | 0 | 0 | 0 | 0 | 0 | 0 | 0 | 0 | 0 | 0 | 0 | 0 | 0 | 0 | 0 | 0 | 0 | 0 | 0 | 0 | 0 | 0 | 0 | 0 | 0
l24 | 0 | 0 | 0 | 0 | 0 | 0 | 0 | 0 | 0 | 0 | 0 | 0 | 0 | 0 | 0 | 0 | 0 | 1 | -1 | 0 | 0 | 0 | 0 | 0 | 0 | 0 | 0 | 0 | 0 | 0 | 0 | 0 | 0 | 0 | 0 | 0 | 0 | 0 | 0 | 0 | 0 | 0 | 0 | 0 | 0 | 0 | 0 | 0 | 0 | 0 | 0 | 0 | 0 | 0 | 0 | 0 | 0 | 0 | 0 | 0 | 0 | 0 | 0 | 0 | 0 | 0 | 0 | 0 | 0 | 0 | 0 | 0 | 0 | 0 | 0 | 0 | 0 | 0 | 0 | 0 | 0 | 0 | 0 | 0 | 0 | 0 | 0 | 0 | 0 | 0 | 0 | 0 | 0 | 0 | 0 | 0 | 0 | 0 | 0 | 0 | 0 | 0 | 0 | 0 | 0 | 0 | 0 | 0 | 0 | 0 | 0 | 0 | 0 | 0 | 0 | 0 | 0 | 0
l25 | 0 | 0 | 0 | 0 | 0 | 0 | 0 | 0 | 0 | 0 | 0 | 0 | 0 | 0 | 0 | 0 | 0 | 0 | 1 | -1 | 0 | 0 | 0 | 0 | 0 | 0 | 0 | 0 | 0 | 0 | 0 | 0 | 0 | 0 | 0 | 0 | 0 | 0 | 0 | 0 | 0 | 0 | 0 | 0 | 0 | 0 | 0 | 0 | 0 | 0 | 0 | 0 | 0 | 0 | 0 | 0 | 0 | 0 | 0 | 0 | 0 | 0 | 0 | 0 | 0 | 0 | 0 | 0 | 0 | 0 | 0 | 0 | 0 | 0 | 0 | 0 | 0 | 0 | 0 | 0 | 0 | 0 | 0 | 0 | 0 | 0 | 0 | 0 | 0 | 0 | 0 | 0 | 0 | 0 | 0 | 0 | 0 | 0 | 0 | 0 | 0 | 0 | 0 | 0 | 0 | 0 | 0 | 0 | 0 | 0 | 0 | 0 | 0 | 0 | 0 | 0 | 0 | 0
l26 | 0 | 0 | 0 | 0 | 0 | 0 | 0 | 0 | 0 | 0 | 0 | 0 | 0 | 0 | 1 | 0 | 0 | 0 | -1 | 0 | 0 | 0 | 0 | 0 | 0 | 0 | 0 | 0 | 0 | 0 | 0 | 0 | 0 | 0 | 0 | 0 | 0 | 0 | 0 | 0 | 0 | 0 | 0 | 0 | 0 | 0 | 0 | 0 | 0 | 0 | 0 | 0 | 0 | 0 | 0 | 0 | 0 | 0 | 0 | 0 | 0 | 0 | 0 | 0 | 0 | 0 | 0 | 0 | 0 | 0 | 0 | 0 | 0 | 0 | 0 | 0 | 0 | 0 | 0 | 0 | 0 | 0 | 0 | 0 | 0 | 0 | 0 | 0 | 0 | 0 | 0 | 0 | 0 | 0 | 0 | 0 | 0 | 0 | 0 | 0 | 0 | 0 | 0 | 0 | 0 | 0 | 0 | 0 | 0 | 0 | 0 | 0 | 0 | 0 | 0 | 0 | 0 | 0
l27 | 0 | 0 | 0 | 0 | 0 | 0 | 0 | 0 | 0 | 0 | 0 | 0 | 0 | 0 | 0 | 0 | 0 | 0 | 0 | 1 | -1 | 0 | 0 | 0 | 0 | 0 | 0 | 0 | 0 | 0 | 0 | 0 | 0 | 0 | 0 | 0 | 0 | 0 | 0 | 0 | 0 | 0 | 0 | 0 | 0 | 0 | 0 | 0 | 0 | 0 | 0 | 0 | 0 | 0 | 0 | 0 | 0 | 0 | 0 | 0 | 0 | 0 | 0 | 0 | 0 | 0 | 0 | 0 | 0 | 0 | 0 | 0 | 0 | 0 | 0 | 0 | 0 | 0 | 0 | 0 | 0 | 0 | 0 | 0 | 0 | 0 | 0 | 0 | 0 | 0 | 0 | 0 | 0 | 0 | 0 | 0 | 0 | 0 | 0 | 0 | 0 | 0 | 0 | 0 | 0 | 0 | 0 | 0 | 0 | 0 | 0 | 0 | 0 | 0 | 0 | 0 | 0 | 0
l28 | 0 | 0 | 0 | 0 | 0 | 0 | 0 | 0 | 0 | 0 | 0 | 0 | 0 | 0 | 0 | 0 | 0 | 0 | 0 | 0 | 1 | -1 | 0 | 0 | 0 | 0 | 0 | 0 | 0 | 0 | 0 | 0 | 0 | 0 | 0 | 0 | 0 | 0 | 0 | 0 | 0 | 0 | 0 | 0 | 0 | 0 | 0 | 0 | 0 | 0 | 0 | 0 | 0 | 0 | 0 | 0 | 0 | 0 | 0 | 0 | 0 | 0 | 0 | 0 | 0 | 0 | 0 | 0 | 0 | 0 | 0 | 0 | 0 | 0 | 0 | 0 | 0 | 0 | 0 | 0 | 0 | 0 | 0 | 0 | 0 | 0 | 0 | 0 | 0 | 0 | 0 | 0 | 0 | 0 | 0 | 0 | 0 | 0 | 0 | 0 | 0 | 0 | 0 | 0 | 0 | 0 | 0 | 0 | 0 | 0 | 0 | 0 | 0 | 0 | 0 | 0 | 0 | 0
l29 | 0 | 0 | 0 | 0 | 0 | 0 | 0 | 0 | 0 | 0 | 0 | 0 | 0 | 0 | 0 | 0 | 0 | 0 | 0 | 0 | 0 | 1 | -1 | 0 | 0 | 0 | 0 | 0 | 0 | 0 | 0 | 0 | 0 | 0 | 0 | 0 | 0 | 0 | 0 | 0 | 0 | 0 | 0 | 0 | 0 | 0 | 0 | 0 | 0 | 0 | 0 | 0 | 0 | 0 | 0 | 0 | 0 | 0 | 0 | 0 | 0 | 0 | 0 | 0 | 0 | 0 | 0 | 0 | 0 | 0 | 0 | 0 | 0 | 0 | 0 | 0 | 0 | 0 | 0 | 0 | 0 | 0 | 0 | 0 | 0 | 0 | 0 | 0 | 0 | 0 | 0 | 0 | 0 | 0 | 0 | 0 | 0 | 0 | 0 | 0 | 0 | 0 | 0 | 0 | 0 | 0 | 0 | 0 | 0 | 0 | 0 | 0 | 0 | 0 | 0 | 0 | 0 | 0
l30 | 0 | 0 | 0 | 0 | 0 | 0 | 0 | 0 | 0 | 0 | 0 | 0 | 0 | 0 | 0 | 0 | 0 | 0 | 0 | 0 | 0 | 0 | 1 | -1 | 0 | 0 | 0 | 0 | 0 | 0 | 0 | 0 | 0 | 0 | 0 | 0 | 0 | 0 | 0 | 0 | 0 | 0 | 0 | 0 | 0 | 0 | 0 | 0 | 0 | 0 | 0 | 0 | 0 | 0 | 0 | 0 | 0 | 0 | 0 | 0 | 0 | 0 | 0 | 0 | 0 | 0 | 0 | 0 | 0 | 0 | 0 | 0 | 0 | 0 | 0 | 0 | 0 | 0 | 0 | 0 | 0 | 0 | 0 | 0 | 0 | 0 | 0 | 0 | 0 | 0 | 0 | 0 | 0 | 0 | 0 | 0 | 0 | 0 | 0 | 0 | 0 | 0 | 0 | 0 | 0 | 0 | 0 | 0 | 0 | 0 | 0 | 0 | 0 | 0 | 0 | 0 | 0 | 0
l31 | 0 | 0 | 0 | 0 | 0 | 0 | 0 | 0 | 0 | 0 | 0 | 0 | 0 | 0 | 0 | 0 | 0 | 0 | 0 | 0 | 0 | 0 | 1 | 0 | -1 | 0 | 0 | 0 | 0 | 0 | 0 | 0 | 0 | 0 | 0 | 0 | 0 | 0 | 0 | 0 | 0 | 0 | 0 | 0 | 0 | 0 | 0 | 0 | 0 | 0 | 0 | 0 | 0 | 0 | 0 | 0 | 0 | 0 | 0 | 0 | 0 | 0 | 0 | 0 | 0 | 0 | 0 | 0 | 0 | 0 | 0 | 0 | 0 | 0 | 0 | 0 | 0 | 0 | 0 | 0 | 0 | 0 | 0 | 0 | 0 | 0 | 0 | 0 | 0 | 0 | 0 | 0 | 0 | 0 | 0 | 0 | 0 | 0 | 0 | 0 | 0 | 0 | 0 | 0 | 0 | 0 | 0 | 0 | 0 | 0 | 0 | 0 | 0 | 0 | 0 | 0 | 0 | 0
l32 | 0 | 0 | 0 | 0 | 0 | 0 | 0 | 0 | 0 | 0 | 0 | 0 | 0 | 0 | 0 | 0 | 0 | 0 | 0 | 0 | 0 | 0 | 0 | 0 | 1 | -1 | 0 | 0 | 0 | 0 | 0 | 0 | 0 | 0 | 0 | 0 | 0 | 0 | 0 | 0 | 0 | 0 | 0 | 0 | 0 | 0 | 0 | 0 | 0 | 0 | 0 | 0 | 0 | 0 | 0 | 0 | 0 | 0 | 0 | 0 | 0 | 0 | 0 | 0 | 0 | 0 | 0 | 0 | 0 | 0 | 0 | 0 | 0 | 0 | 0 | 0 | 0 | 0 | 0 | 0 | 0 | 0 | 0 | 0 | 0 | 0 | 0 | 0 | 0 | 0 | 0 | 0 | 0 | 0 | 0 | 0 | 0 | 0 | 0 | 0 | 0 | 0 | 0 | 0 | 0 | 0 | 0 | 0 | 0 | 0 | 0 | 0 | 0 | 0 | 0 | 0 | 0 | 0
l33 | 0 | 0 | 0 | 0 | 0 | 0 | 0 | 0 | 0 | 0 | 0 | 0 | 0 | 0 | 0 | 0 | 0 | 0 | 0 | 0 | 0 | 0 | 0 | 0 | 1 | 0 | -1 | 0 | 0 | 0 | 0 | 0 | 0 | 0 | 0 | 0 | 0 | 0 | 0 | 0 | 0 | 0 | 0 | 0 | 0 | 0 | 0 | 0 | 0 | 0 | 0 | 0 | 0 | 0 | 0 | 0 | 0 | 0 | 0 | 0 | 0 | 0 | 0 | 0 | 0 | 0 | 0 | 0 | 0 | 0 | 0 | 0 | 0 | 0 | 0 | 0 | 0 | 0 | 0 | 0 | 0 | 0 | 0 | 0 | 0 | 0 | 0 | 0 | 0 | 0 | 0 | 0 | 0 | 0 | 0 | 0 | 0 | 0 | 0 | 0 | 0 | 0 | 0 | 0 | 0 | 0 | 0 | 0 | 0 | 0 | 0 | 0 | 0 | 0 | 0 | 0 | 0 | 0
l34 | 0 | 0 | 0 | 0 | 0 | 0 | 0 | 0 | 0 | 0 | 0 | 0 | 0 | 0 | 0 | 0 | 0 | 0 | 0 | 0 | 0 | 0 | 0 | 0 | 0 | 0 | 1 | -1 | 0 | 0 | 0 | 0 | 0 | 0 | 0 | 0 | 0 | 0 | 0 | 0 | 0 | 0 | 0 | 0 | 0 | 0 | 0 | 0 | 0 | 0 | 0 | 0 | 0 | 0 | 0 | 0 | 0 | 0 | 0 | 0 | 0 | 0 | 0 | 0 | 0 | 0 | 0 | 0 | 0 | 0 | 0 | 0 | 0 | 0 | 0 | 0 | 0 | 0 | 0 | 0 | 0 | 0 | 0 | 0 | 0 | 0 | 0 | 0 | 0 | 0 | 0 | 0 | 0 | 0 | 0 | 0 | 0 | 0 | 0 | 0 | 0 | 0 | 0 | 0 | 0 | 0 | 0 | 0 | 0 | 0 | 0 | 0 | 0 | 0 | 0 | 0 | 0 | 0
l35 | 0 | 0 | 0 | 0 | 0 | 0 | 0 | 0 | 0 | 0 | 0 | 0 | 0 | 0 | 0 | 0 | 0 | 0 | 0 | 0 | 0 | 0 | 0 | 0 | 0 | 0 | 0 | 1 | -1 | 0 | 0 | 0 | 0 | 0 | 0 | 0 | 0 | 0 | 0 | 0 | 0 | 0 | 0 | 0 | 0 | 0 | 0 | 0 | 0 | 0 | 0 | 0 | 0 | 0 | 0 | 0 | 0 | 0 | 0 | 0 | 0 | 0 | 0 | 0 | 0 | 0 | 0 | 0 | 0 | 0 | 0 | 0 | 0 | 0 | 0 | 0 | 0 | 0 | 0 | 0 | 0 | 0 | 0 | 0 | 0 | 0 | 0 | 0 | 0 | 0 | 0 | 0 | 0 | 0 | 0 | 0 | 0 | 0 | 0 | 0 | 0 | 0 | 0 | 0 | 0 | 0 | 0 | 0 | 0 | 0 | 0 | 0 | 0 | 0 | 0 | 0 | 0 | 0
l36 | 0 | 0 | 0 | 0 | 0 | 0 | 0 | 0 | 0 | 0 | 0 | 0 | 0 | 0 | 0 | 0 | 1 | 0 | 0 | 0 | 0 | 0 | 0 | 0 | 0 | 0 | 0 | 0 | 0 | -1 | 0 | 0 | 0 | 0 | 0 | 0 | 0 | 0 | 0 | 0 | 0 | 0 | 0 | 0 | 0 | 0 | 0 | 0 | 0 | 0 | 0 | 0 | 0 | 0 | 0 | 0 | 0 | 0 | 0 | 0 | 0 | 0 | 0 | 0 | 0 | 0 | 0 | 0 | 0 | 0 | 0 | 0 | 0 | 0 | 0 | 0 | 0 | 0 | 0 | 0 | 0 | 0 | 0 | 0 | 0 | 0 | 0 | 0 | 0 | 0 | 0 | 0 | 0 | 0 | 0 | 0 | 0 | 0 | 0 | 0 | 0 | 0 | 0 | 0 | 0 | 0 | 0 | 0 | 0 | 0 | 0 | 0 | 0 | 0 | 0 | 0 | 0 | 0
l37 | 0 | 0 | 0 | 0 | 0 | 0 | 0 | 1 | 0 | 0 | 0 | 0 | 0 | 0 | 0 | 0 | 0 | 0 | 0 | 0 | 0 | 0 | 0 | 0 | 0 | 0 | 0 | 0 | 0 | -1 | 0 | 0 | 0 | 0 | 0 | 0 | 0 | 0 | 0 | 0 | 0 | 0 | 0 | 0 | 0 | 0 | 0 | 0 | 0 | 0 | 0 | 0 | 0 | 0 | 0 | 0 | 0 | 0 | 0 | 0 | 0 | 0 | 0 | 0 | 0 | 0 | 0 | 0 | 0 | 0 | 0 | 0 | 0 | 0 | 0 | 0 | 0 | 0 | 0 | 0 | 0 | 0 | 0 | 0 | 0 | 0 | 0 | 0 | 0 | 0 | 0 | 0 | 0 | 0 | 0 | 0 | 0 | 0 | 0 | 0 | 0 | 0 | 0 | 0 | 0 | 0 | 0 | 0 | 0 | 0 | 0 | 0 | 0 | 0 | 0 | 0 | 0 | 0
l38 | 0 | 0 | 0 | 0 | 0 | 0 | 0 | 0 | 0 | 0 | 0 | 0 | 0 | 0 | 0 | 0 | 0 | 0 | 0 | 0 | 0 | 0 | 0 | 0 | 0 | 1 | 0 | 0 | 0 | -1 | 0 | 0 | 0 | 0 | 0 | 0 | 0 | 0 | 0 | 0 | 0 | 0 | 0 | 0 | 0 | 0 | 0 | 0 | 0 | 0 | 0 | 0 | 0 | 0 | 0 | 0 | 0 | 0 | 0 | 0 | 0 | 0 | 0 | 0 | 0 | 0 | 0 | 0 | 0 | 0 | 0 | 0 | 0 | 0 | 0 | 0 | 0 | 0 | 0 | 0 | 0 | 0 | 0 | 0 | 0 | 0 | 0 | 0 | 0 | 0 | 0 | 0 | 0 | 0 | 0 | 0 | 0 | 0 | 0 | 0 | 0 | 0 | 0 | 0 | 0 | 0 | 0 | 0 | 0 | 0 | 0 | 0 | 0 | 0 | 0 | 0 | 0 | 0
l39 | 0 | 0 | 0 | 0 | 0 | 0 | 0 | 0 | 0 | 0 | 0 | 0 | 0 | 0 | 0 | 0 | 1 | 0 | 0 | 0 | 0 | 0 | 0 | 0 | 0 | 0 | 0 | 0 | 0 | 0 | -1 | 0 | 0 | 0 | 0 | 0 | 0 | 0 | 0 | 0 | 0 | 0 | 0 | 0 | 0 | 0 | 0 | 0 | 0 | 0 | 0 | 0 | 0 | 0 | 0 | 0 | 0 | 0 | 0 | 0 | 0 | 0 | 0 | 0 | 0 | 0 | 0 | 0 | 0 | 0 | 0 | 0 | 0 | 0 | 0 | 0 | 0 | 0 | 0 | 0 | 0 | 0 | 0 | 0 | 0 | 0 | 0 | 0 | 0 | 0 | 0 | 0 | 0 | 0 | 0 | 0 | 0 | 0 | 0 | 0 | 0 | 0 | 0 | 0 | 0 | 0 | 0 | 0 | 0 | 0 | 0 | 0 | 0 | 0 | 0 | 0 | 0 | 0
l40 | 0 | 0 | 0 | 0 | 0 | 0 | 0 | 0 | 0 | 0 | 0 | 0 | 0 | 0 | 0 | 0 | 0 | 0 | 0 | 0 | 0 | 0 | 0 | 0 | 0 | 0 | 0 | 0 | 1 | 0 | -1 | 0 | 0 | 0 | 0 | 0 | 0 | 0 | 0 | 0 | 0 | 0 | 0 | 0 | 0 | 0 | 0 | 0 | 0 | 0 | 0 | 0 | 0 | 0 | 0 | 0 | 0 | 0 | 0 | 0 | 0 | 0 | 0 | 0 | 0 | 0 | 0 | 0 | 0 | 0 | 0 | 0 | 0 | 0 | 0 | 0 | 0 | 0 | 0 | 0 | 0 | 0 | 0 | 0 | 0 | 0 | 0 | 0 | 0 | 0 | 0 | 0 | 0 | 0 | 0 | 0 | 0 | 0 | 0 | 0 | 0 | 0 | 0 | 0 | 0 | 0 | 0 | 0 | 0 | 0 | 0 | 0 | 0 | 0 | 0 | 0 | 0 | 0
l41 | 0 | 0 | 0 | 0 | 0 | 0 | 0 | 0 | 0 | 0 | 0 | 0 | 0 | 0 | 0 | 0 | 0 | 0 | 0 | 0 | 0 | 0 | 1 | 0 | 0 | 0 | 0 | 0 | 0 | 0 | 0 | -1 | 0 | 0 | 0 | 0 | 0 | 0 | 0 | 0 | 0 | 0 | 0 | 0 | 0 | 0 | 0 | 0 | 0 | 0 | 0 | 0 | 0 | 0 | 0 | 0 | 0 | 0 | 0 | 0 | 0 | 0 | 0 | 0 | 0 | 0 | 0 | 0 | 0 | 0 | 0 | 0 | 0 | 0 | 0 | 0 | 0 | 0 | 0 | 0 | 0 | 0 | 0 | 0 | 0 | 0 | 0 | 0 | 0 | 0 | 0 | 0 | 0 | 0 | 0 | 0 | 0 | 0 | 0 | 0 | 0 | 0 | 0 | 0 | 0 | 0 | 0 | 0 | 0 | 0 | 0 | 0 | 0 | 0 | 0 | 0 | 0 | 0
l42 | 0 | 0 | 0 | 0 | 0 | 0 | 0 | 0 | 0 | 0 | 0 | 0 | 0 | 0 | 0 | 0 | 0 | 0 | 0 | 0 | 0 | 0 | 0 | 0 | 0 | 0 | 0 | 0 | 0 | 0 | 1 | -1 | 0 | 0 | 0 | 0 | 0 | 0 | 0 | 0 | 0 | 0 | 0 | 0 | 0 | 0 | 0 | 0 | 0 | 0 | 0 | 0 | 0 | 0 | 0 | 0 | 0 | 0 | 0 | 0 | 0 | 0 | 0 | 0 | 0 | 0 | 0 | 0 | 0 | 0 | 0 | 0 | 0 | 0 | 0 | 0 | 0 | 0 | 0 | 0 | 0 | 0 | 0 | 0 | 0 | 0 | 0 | 0 | 0 | 0 | 0 | 0 | 0 | 0 | 0 | 0 | 0 | 0 | 0 | 0 | 0 | 0 | 0 | 0 | 0 | 0 | 0 | 0 | 0 | 0 | 0 | 0 | 0 | 0 | 0 | 0 | 0 | 0
l43 | 0 | 0 | 0 | 0 | 0 | 0 | 0 | 0 | 0 | 0 | 0 | 0 | 0 | 0 | 0 | 0 | 0 | 0 | 0 | 0 | 0 | 0 | 0 | 0 | 0 | 0 | 1 | 0 | 0 | 0 | 0 | -1 | 0 | 0 | 0 | 0 | 0 | 0 | 0 | 0 | 0 | 0 | 0 | 0 | 0 | 0 | 0 | 0 | 0 | 0 | 0 | 0 | 0 | 0 | 0 | 0 | 0 | 0 | 0 | 0 | 0 | 0 | 0 | 0 | 0 | 0 | 0 | 0 | 0 | 0 | 0 | 0 | 0 | 0 | 0 | 0 | 0 | 0 | 0 | 0 | 0 | 0 | 0 | 0 | 0 | 0 | 0 | 0 | 0 | 0 | 0 | 0 | 0 | 0 | 0 | 0 | 0 | 0 | 0 | 0 | 0 | 0 | 0 | 0 | 0 | 0 | 0 | 0 | 0 | 0 | 0 | 0 | 0 | 0 | 0 | 0 | 0 | 0
l44 | 0 | 0 | 0 | 0 | 0 | 0 | 0 | 0 | 0 | 0 | 0 | 0 | 0 | 0 | 1 | 0 | 0 | 0 | 0 | 0 | 0 | 0 | 0 | 0 | 0 | 0 | 0 | 0 | 0 | 0 | 0 | 0 | -1 | 0 | 0 | 0 | 0 | 0 | 0 | 0 | 0 | 0 | 0 | 0 | 0 | 0 | 0 | 0 | 0 | 0 | 0 | 0 | 0 | 0 | 0 | 0 | 0 | 0 | 0 | 0 | 0 | 0 | 0 | 0 | 0 | 0 | 0 | 0 | 0 | 0 | 0 | 0 | 0 | 0 | 0 | 0 | 0 | 0 | 0 | 0 | 0 | 0 | 0 | 0 | 0 | 0 | 0 | 0 | 0 | 0 | 0 | 0 | 0 | 0 | 0 | 0 | 0 | 0 | 0 | 0 | 0 | 0 | 0 | 0 | 0 | 0 | 0 | 0 | 0 | 0 | 0 | 0 | 0 | 0 | 0 | 0 | 0 | 0
l45 | 0 | 0 | 0 | 0 | 0 | 0 | 0 | 0 | 0 | 0 | 0 | 0 | 0 | 0 | 0 | 0 | 0 | 0 | 1 | 0 | 0 | 0 | 0 | 0 | 0 | 0 | 0 | 0 | 0 | 0 | 0 | 0 | 0 | -1 | 0 | 0 | 0 | 0 | 0 | 0 | 0 | 0 | 0 | 0 | 0 | 0 | 0 | 0 | 0 | 0 | 0 | 0 | 0 | 0 | 0 | 0 | 0 | 0 | 0 | 0 | 0 | 0 | 0 | 0 | 0 | 0 | 0 | 0 | 0 | 0 | 0 | 0 | 0 | 0 | 0 | 0 | 0 | 0 | 0 | 0 | 0 | 0 | 0 | 0 | 0 | 0 | 0 | 0 | 0 | 0 | 0 | 0 | 0 | 0 | 0 | 0 | 0 | 0 | 0 | 0 | 0 | 0 | 0 | 0 | 0 | 0 | 0 | 0 | 0 | 0 | 0 | 0 | 0 | 0 | 0 | 0 | 0 | 0
l46 | 0 | 0 | 0 | 0 | 0 | 0 | 0 | 0 | 0 | 0 | 0 | 0 | 0 | 0 | 0 | 0 | 0 | 0 | 0 | 0 | 0 | 0 | 0 | 0 | 0 | 0 | 0 | 0 | 0 | 0 | 0 | 0 | 0 | 0 | 1 | -1 | 0 | 0 | 0 | 0 | 0 | 0 | 0 | 0 | 0 | 0 | 0 | 0 | 0 | 0 | 0 | 0 | 0 | 0 | 0 | 0 | 0 | 0 | 0 | 0 | 0 | 0 | 0 | 0 | 0 | 0 | 0 | 0 | 0 | 0 | 0 | 0 | 0 | 0 | 0 | 0 | 0 | 0 | 0 | 0 | 0 | 0 | 0 | 0 | 0 | 0 | 0 | 0 | 0 | 0 | 0 | 0 | 0 | 0 | 0 | 0 | 0 | 0 | 0 | 0 | 0 | 0 | 0 | 0 | 0 | 0 | 0 | 0 | 0 | 0 | 0 | 0 | 0 | 0 | 0 | 0 | 0 | 0
l47 | 0 | 0 | 0 | 0 | 0 | 0 | 0 | 0 | 0 | 0 | 0 | 0 | 0 | 0 | 0 | 0 | 0 | 0 | 0 | 0 | 0 | 0 | 0 | 0 | 0 | 0 | 0 | 0 | 0 | 0 | 0 | 0 | 0 | 0 | 1 | 0 | -1 | 0 | 0 | 0 | 0 | 0 | 0 | 0 | 0 | 0 | 0 | 0 | 0 | 0 | 0 | 0 | 0 | 0 | 0 | 0 | 0 | 0 | 0 | 0 | 0 | 0 | 0 | 0 | 0 | 0 | 0 | 0 | 0 | 0 | 0 | 0 | 0 | 0 | 0 | 0 | 0 | 0 | 0 | 0 | 0 | 0 | 0 | 0 | 0 | 0 | 0 | 0 | 0 | 0 | 0 | 0 | 0 | 0 | 0 | 0 | 0 | 0 | 0 | 0 | 0 | 0 | 0 | 0 | 0 | 0 | 0 | 0 | 0 | 0 | 0 | 0 | 0 | 0 | 0 | 0 | 0 | 0
l48 | 0 | 0 | 0 | 0 | 0 | 0 | 0 | 0 | 0 | 0 | 0 | 0 | 0 | 0 | 0 | 0 | 0 | 0 | 0 | 0 | 0 | 0 | 0 | 0 | 0 | 0 | 0 | 0 | 0 | 0 | 0 | 0 | 1 | 0 | 0 | 0 | -1 | 0 | 0 | 0 | 0 | 0 | 0 | 0 | 0 | 0 | 0 | 0 | 0 | 0 | 0 | 0 | 0 | 0 | 0 | 0 | 0 | 0 | 0 | 0 | 0 | 0 | 0 | 0 | 0 | 0 | 0 | 0 | 0 | 0 | 0 | 0 | 0 | 0 | 0 | 0 | 0 | 0 | 0 | 0 | 0 | 0 | 0 | 0 | 0 | 0 | 0 | 0 | 0 | 0 | 0 | 0 | 0 | 0 | 0 | 0 | 0 | 0 | 0 | 0 | 0 | 0 | 0 | 0 | 0 | 0 | 0 | 0 | 0 | 0 | 0 | 0 | 0 | 0 | 0 | 0 | 0 | 0
l49 | 0 | 0 | 0 | 0 | 0 | 0 | 0 | 0 | 0 | 0 | 0 | 0 | 0 | 0 | 0 | 0 | 0 | 0 | 0 | 0 | 0 | 0 | 0 | 0 | 0 | 0 | 0 | 0 | 0 | 0 | 0 | 0 | 0 | 1 | 0 | -1 | 0 | 0 | 0 | 0 | 0 | 0 | 0 | 0 | 0 | 0 | 0 | 0 | 0 | 0 | 0 | 0 | 0 | 0 | 0 | 0 | 0 | 0 | 0 | 0 | 0 | 0 | 0 | 0 | 0 | 0 | 0 | 0 | 0 | 0 | 0 | 0 | 0 | 0 | 0 | 0 | 0 | 0 | 0 | 0 | 0 | 0 | 0 | 0 | 0 | 0 | 0 | 0 | 0 | 0 | 0 | 0 | 0 | 0 | 0 | 0 | 0 | 0 | 0 | 0 | 0 | 0 | 0 | 0 | 0 | 0 | 0 | 0 | 0 | 0 | 0 | 0 | 0 | 0 | 0 | 0 | 0 | 0
l50 | 0 | 0 | 0 | 0 | 0 | 0 | 0 | 0 | 0 | 0 | 0 | 0 | 0 | 0 | 0 | 0 | 0 | 0 | 0 | 0 | 0 | 0 | 0 | 0 | 0 | 0 | 0 | 0 | 0 | 0 | 0 | 0 | 0 | 1 | 0 | 0 | -1 | 0 | 0 | 0 | 0 | 0 | 0 | 0 | 0 | 0 | 0 | 0 | 0 | 0 | 0 | 0 | 0 | 0 | 0 | 0 | 0 | 0 | 0 | 0 | 0 | 0 | 0 | 0 | 0 | 0 | 0 | 0 | 0 | 0 | 0 | 0 | 0 | 0 | 0 | 0 | 0 | 0 | 0 | 0 | 0 | 0 | 0 | 0 | 0 | 0 | 0 | 0 | 0 | 0 | 0 | 0 | 0 | 0 | 0 | 0 | 0 | 0 | 0 | 0 | 0 | 0 | 0 | 0 | 0 | 0 | 0 | 0 | 0 | 0 | 0 | 0 | 0 | 0 | 0 | 0 | 0 | 0
l51 | 0 | 0 | 0 | 0 | 0 | 0 | 0 | 0 | 0 | 0 | 0 | 0 | 0 | 0 | 0 | 0 | 0 | 0 | 0 | 0 | 0 | 0 | 0 | 0 | 0 | 0 | 0 | 0 | 0 | 0 | 0 | 0 | 0 | 0 | 0 | 0 | 1 | -1 | 0 | 0 | 0 | 0 | 0 | 0 | 0 | 0 | 0 | 0 | 0 | 0 | 0 | 0 | 0 | 0 | 0 | 0 | 0 | 0 | 0 | 0 | 0 | 0 | 0 | 0 | 0 | 0 | 0 | 0 | 0 | 0 | 0 | 0 | 0 | 0 | 0 | 0 | 0 | 0 | 0 | 0 | 0 | 0 | 0 | 0 | 0 | 0 | 0 | 0 | 0 | 0 | 0 | 0 | 0 | 0 | 0 | 0 | 0 | 0 | 0 | 0 | 0 | 0 | 0 | 0 | 0 | 0 | 0 | 0 | 0 | 0 | 0 | 0 | 0 | 0 | 0 | 0 | 0 | 0
l52 | 0 | 0 | 0 | 0 | 0 | 0 | 0 | 0 | 0 | 0 | 0 | 0 | 0 | 0 | 0 | 0 | 0 | 0 | 0 | 0 | 0 | 0 | 0 | 0 | 0 | 0 | 0 | 0 | 0 | 0 | 0 | 0 | 0 | 0 | 0 | 0 | 1 | 0 | -1 | 0 | 0 | 0 | 0 | 0 | 0 | 0 | 0 | 0 | 0 | 0 | 0 | 0 | 0 | 0 | 0 | 0 | 0 | 0 | 0 | 0 | 0 | 0 | 0 | 0 | 0 | 0 | 0 | 0 | 0 | 0 | 0 | 0 | 0 | 0 | 0 | 0 | 0 | 0 | 0 | 0 | 0 | 0 | 0 | 0 | 0 | 0 | 0 | 0 | 0 | 0 | 0 | 0 | 0 | 0 | 0 | 0 | 0 | 0 | 0 | 0 | 0 | 0 | 0 | 0 | 0 | 0 | 0 | 0 | 0 | 0 | 0 | 0 | 0 | 0 | 0 | 0 | 0 | 0
l53 | 0 | 0 | 0 | 0 | 0 | 0 | 0 | 0 | 0 | 0 | 0 | 0 | 0 | 0 | 0 | 0 | 0 | 0 | 0 | 0 | 0 | 0 | 0 | 0 | 0 | 0 | 0 | 0 | 0 | 0 | 0 | 0 | 0 | 0 | 0 | 0 | 1 | 0 | 0 | -1 | 0 | 0 | 0 | 0 | 0 | 0 | 0 | 0 | 0 | 0 | 0 | 0 | 0 | 0 | 0 | 0 | 0 | 0 | 0 | 0 | 0 | 0 | 0 | 0 | 0 | 0 | 0 | 0 | 0 | 0 | 0 | 0 | 0 | 0 | 0 | 0 | 0 | 0 | 0 | 0 | 0 | 0 | 0 | 0 | 0 | 0 | 0 | 0 | 0 | 0 | 0 | 0 | 0 | 0 | 0 | 0 | 0 | 0 | 0 | 0 | 0 | 0 | 0 | 0 | 0 | 0 | 0 | 0 | 0 | 0 | 0 | 0 | 0 | 0 | 0 | 0 | 0 | 0
l54 | 0 | 0 | 0 | 0 | 0 | 0 | 0 | 0 | 0 | 0 | 0 | 0 | 0 | 0 | 0 | 0 | 0 | 0 | 0 | 0 | 0 | 0 | 0 | 0 | 0 | 0 | 0 | 0 | 0 | 1 | 0 | 0 | 0 | 0 | 0 | 0 | 0 | -1 | 0 | 0 | 0 | 0 | 0 | 0 | 0 | 0 | 0 | 0 | 0 | 0 | 0 | 0 | 0 | 0 | 0 | 0 | 0 | 0 | 0 | 0 | 0 | 0 | 0 | 0 | 0 | 0 | 0 | 0 | 0 | 0 | 0 | 0 | 0 | 0 | 0 | 0 | 0 | 0 | 0 | 0 | 0 | 0 | 0 | 0 | 0 | 0 | 0 | 0 | 0 | 0 | 0 | 0 | 0 | 0 | 0 | 0 | 0 | 0 | 0 | 0 | 0 | 0 | 0 | 0 | 0 | 0 | 0 | 0 | 0 | 0 | 0 | 0 | 0 | 0 | 0 | 0 | 0 | 0
l55 | 0 | 0 | 0 | 0 | 0 | 0 | 0 | 0 | 0 | 0 | 0 | 0 | 0 | 0 | 0 | 0 | 0 | 0 | 0 | 0 | 0 | 0 | 0 | 0 | 0 | 0 | 0 | 0 | 0 | 0 | 0 | 0 | 0 | 0 | 0 | 0 | 0 | 0 | 1 | -1 | 0 | 0 | 0 | 0 | 0 | 0 | 0 | 0 | 0 | 0 | 0 | 0 | 0 | 0 | 0 | 0 | 0 | 0 | 0 | 0 | 0 | 0 | 0 | 0 | 0 | 0 | 0 | 0 | 0 | 0 | 0 | 0 | 0 | 0 | 0 | 0 | 0 | 0 | 0 | 0 | 0 | 0 | 0 | 0 | 0 | 0 | 0 | 0 | 0 | 0 | 0 | 0 | 0 | 0 | 0 | 0 | 0 | 0 | 0 | 0 | 0 | 0 | 0 | 0 | 0 | 0 | 0 | 0 | 0 | 0 | 0 | 0 | 0 | 0 | 0 | 0 | 0 | 0
l56 | 0 | 0 | 0 | 0 | 0 | 0 | 0 | 0 | 0 | 0 | 0 | 0 | 0 | 0 | 0 | 0 | 0 | 0 | 0 | 0 | 0 | 0 | 0 | 0 | 0 | 0 | 0 | 0 | 0 | 0 | 0 | 0 | 0 | 0 | 0 | 0 | 0 | 0 | 0 | 1 | -1 | 0 | 0 | 0 | 0 | 0 | 0 | 0 | 0 | 0 | 0 | 0 | 0 | 0 | 0 | 0 | 0 | 0 | 0 | 0 | 0 | 0 | 0 | 0 | 0 | 0 | 0 | 0 | 0 | 0 | 0 | 0 | 0 | 0 | 0 | 0 | 0 | 0 | 0 | 0 | 0 | 0 | 0 | 0 | 0 | 0 | 0 | 0 | 0 | 0 | 0 | 0 | 0 | 0 | 0 | 0 | 0 | 0 | 0 | 0 | 0 | 0 | 0 | 0 | 0 | 0 | 0 | 0 | 0 | 0 | 0 | 0 | 0 | 0 | 0 | 0 | 0 | 0
l57 | 0 | 0 | 0 | 0 | 0 | 0 | 0 | 0 | 0 | 0 | 0 | 0 | 0 | 0 | 0 | 0 | 0 | 0 | 0 | 0 | 0 | 0 | 0 | 0 | 0 | 0 | 0 | 0 | 0 | 0 | 0 | 0 | 0 | 0 | 0 | 0 | 0 | 0 | 0 | 1 | 0 | -1 | 0 | 0 | 0 | 0 | 0 | 0 | 0 | 0 | 0 | 0 | 0 | 0 | 0 | 0 | 0 | 0 | 0 | 0 | 0 | 0 | 0 | 0 | 0 | 0 | 0 | 0 | 0 | 0 | 0 | 0 | 0 | 0 | 0 | 0 | 0 | 0 | 0 | 0 | 0 | 0 | 0 | 0 | 0 | 0 | 0 | 0 | 0 | 0 | 0 | 0 | 0 | 0 | 0 | 0 | 0 | 0 | 0 | 0 | 0 | 0 | 0 | 0 | 0 | 0 | 0 | 0 | 0 | 0 | 0 | 0 | 0 | 0 | 0 | 0 | 0 | 0
l58 | 0 | 0 | 0 | 0 | 0 | 0 | 0 | 0 | 0 | 0 | 0 | 0 | 0 | 0 | 0 | 0 | 0 | 0 | 0 | 0 | 0 | 0 | 0 | 0 | 0 | 0 | 0 | 0 | 0 | 0 | 0 | 0 | 0 | 0 | 0 | 0 | 0 | 0 | 0 | 0 | 1 | -1 | 0 | 0 | 0 | 0 | 0 | 0 | 0 | 0 | 0 | 0 | 0 | 0 | 0 | 0 | 0 | 0 | 0 | 0 | 0 | 0 | 0 | 0 | 0 | 0 | 0 | 0 | 0 | 0 | 0 | 0 | 0 | 0 | 0 | 0 | 0 | 0 | 0 | 0 | 0 | 0 | 0 | 0 | 0 | 0 | 0 | 0 | 0 | 0 | 0 | 0 | 0 | 0 | 0 | 0 | 0 | 0 | 0 | 0 | 0 | 0 | 0 | 0 | 0 | 0 | 0 | 0 | 0 | 0 | 0 | 0 | 0 | 0 | 0 | 0 | 0 | 0
l59 | 0 | 0 | 0 | 0 | 0 | 0 | 0 | 0 | 0 | 0 | 0 | 0 | 0 | 0 | 0 | 0 | 0 | 0 | 0 | 0 | 0 | 0 | 0 | 0 | 0 | 0 | 0 | 0 | 0 | 0 | 0 | 0 | 0 | 0 | 0 | 0 | 0 | 0 | 0 | 0 | 0 | 0 | 1 | -1 | 0 | 0 | 0 | 0 | 0 | 0 | 0 | 0 | 0 | 0 | 0 | 0 | 0 | 0 | 0 | 0 | 0 | 0 | 0 | 0 | 0 | 0 | 0 | 0 | 0 | 0 | 0 | 0 | 0 | 0 | 0 | 0 | 0 | 0 | 0 | 0 | 0 | 0 | 0 | 0 | 0 | 0 | 0 | 0 | 0 | 0 | 0 | 0 | 0 | 0 | 0 | 0 | 0 | 0 | 0 | 0 | 0 | 0 | 0 | 0 | 0 | 0 | 0 | 0 | 0 | 0 | 0 | 0 | 0 | 0 | 0 | 0 | 0 | 0
l60 | 0 | 0 | 0 | 0 | 0 | 0 | 0 | 0 | 0 | 0 | 0 | 0 | 0 | 0 | 0 | 0 | 0 | 0 | 0 | 0 | 0 | 0 | 0 | 0 | 0 | 0 | 0 | 0 | 0 | 0 | 0 | 0 | 0 | 1 | 0 | 0 | 0 | 0 | 0 | 0 | 0 | 0 | -1 | 0 | 0 | 0 | 0 | 0 | 0 | 0 | 0 | 0 | 0 | 0 | 0 | 0 | 0 | 0 | 0 | 0 | 0 | 0 | 0 | 0 | 0 | 0 | 0 | 0 | 0 | 0 | 0 | 0 | 0 | 0 | 0 | 0 | 0 | 0 | 0 | 0 | 0 | 0 | 0 | 0 | 0 | 0 | 0 | 0 | 0 | 0 | 0 | 0 | 0 | 0 | 0 | 0 | 0 | 0 | 0 | 0 | 0 | 0 | 0 | 0 | 0 | 0 | 0 | 0 | 0 | 0 | 0 | 0 | 0 | 0 | 0 | 0 | 0 | 0
l61 | 0 | 0 | 0 | 0 | 0 | 0 | 0 | 0 | 0 | 0 | 0 | 0 | 0 | 0 | 0 | 0 | 0 | 0 | 0 | 0 | 0 | 0 | 0 | 0 | 0 | 0 | 0 | 0 | 0 | 0 | 0 | 0 | 0 | 0 | 0 | 0 | 0 | 0 | 0 | 0 | 0 | 0 | 0 | 1 | -1 | 0 | 0 | 0 | 0 | 0 | 0 | 0 | 0 | 0 | 0 | 0 | 0 | 0 | 0 | 0 | 0 | 0 | 0 | 0 | 0 | 0 | 0 | 0 | 0 | 0 | 0 | 0 | 0 | 0 | 0 | 0 | 0 | 0 | 0 | 0 | 0 | 0 | 0 | 0 | 0 | 0 | 0 | 0 | 0 | 0 | 0 | 0 | 0 | 0 | 0 | 0 | 0 | 0 | 0 | 0 | 0 | 0 | 0 | 0 | 0 | 0 | 0 | 0 | 0 | 0 | 0 | 0 | 0 | 0 | 0 | 0 | 0 | 0
l62 | 0 | 0 | 0 | 0 | 0 | 0 | 0 | 0 | 0 | 0 | 0 | 0 | 0 | 0 | 0 | 0 | 0 | 0 | 0 | 0 | 0 | 0 | 0 | 0 | 0 | 0 | 0 | 0 | 0 | 0 | 0 | 0 | 0 | 0 | 0 | 0 | 0 | 0 | 0 | 0 | 0 | 0 | 0 | 0 | 1 | -1 | 0 | 0 | 0 | 0 | 0 | 0 | 0 | 0 | 0 | 0 | 0 | 0 | 0 | 0 | 0 | 0 | 0 | 0 | 0 | 0 | 0 | 0 | 0 | 0 | 0 | 0 | 0 | 0 | 0 | 0 | 0 | 0 | 0 | 0 | 0 | 0 | 0 | 0 | 0 | 0 | 0 | 0 | 0 | 0 | 0 | 0 | 0 | 0 | 0 | 0 | 0 | 0 | 0 | 0 | 0 | 0 | 0 | 0 | 0 | 0 | 0 | 0 | 0 | 0 | 0 | 0 | 0 | 0 | 0 | 0 | 0 | 0
l63 | 0 | 0 | 0 | 0 | 0 | 0 | 0 | 0 | 0 | 0 | 0 | 0 | 0 | 0 | 0 | 0 | 0 | 0 | 0 | 0 | 0 | 0 | 0 | 0 | 0 | 0 | 0 | 0 | 0 | 0 | 0 | 0 | 0 | 0 | 0 | 0 | 0 | 0 | 0 | 0 | 0 | 0 | 0 | 0 | 0 | 1 | -1 | 0 | 0 | 0 | 0 | 0 | 0 | 0 | 0 | 0 | 0 | 0 | 0 | 0 | 0 | 0 | 0 | 0 | 0 | 0 | 0 | 0 | 0 | 0 | 0 | 0 | 0 | 0 | 0 | 0 | 0 | 0 | 0 | 0 | 0 | 0 | 0 | 0 | 0 | 0 | 0 | 0 | 0 | 0 | 0 | 0 | 0 | 0 | 0 | 0 | 0 | 0 | 0 | 0 | 0 | 0 | 0 | 0 | 0 | 0 | 0 | 0 | 0 | 0 | 0 | 0 | 0 | 0 | 0 | 0 | 0 | 0
l64 | 0 | 0 | 0 | 0 | 0 | 0 | 0 | 0 | 0 | 0 | 0 | 0 | 0 | 0 | 0 | 0 | 0 | 0 | 0 | 0 | 0 | 0 | 0 | 0 | 0 | 0 | 0 | 0 | 0 | 0 | 0 | 0 | 0 | 0 | 0 | 0 | 0 | 0 | 0 | 0 | 0 | 0 | 0 | 0 | 0 | 1 | 0 | -1 | 0 | 0 | 0 | 0 | 0 | 0 | 0 | 0 | 0 | 0 | 0 | 0 | 0 | 0 | 0 | 0 | 0 | 0 | 0 | 0 | 0 | 0 | 0 | 0 | 0 | 0 | 0 | 0 | 0 | 0 | 0 | 0 | 0 | 0 | 0 | 0 | 0 | 0 | 0 | 0 | 0 | 0 | 0 | 0 | 0 | 0 | 0 | 0 | 0 | 0 | 0 | 0 | 0 | 0 | 0 | 0 | 0 | 0 | 0 | 0 | 0 | 0 | 0 | 0 | 0 | 0 | 0 | 0 | 0 | 0
l65 | 0 | 0 | 0 | 0 | 0 | 0 | 0 | 0 | 0 | 0 | 0 | 0 | 0 | 0 | 0 | 0 | 0 | 0 | 0 | 0 | 0 | 0 | 0 | 0 | 0 | 0 | 0 | 0 | 0 | 0 | 0 | 0 | 0 | 0 | 0 | 0 | 0 | 0 | 0 | 0 | 0 | 0 | 0 | 0 | 0 | 0 | 1 | 0 | -1 | 0 | 0 | 0 | 0 | 0 | 0 | 0 | 0 | 0 | 0 | 0 | 0 | 0 | 0 | 0 | 0 | 0 | 0 | 0 | 0 | 0 | 0 | 0 | 0 | 0 | 0 | 0 | 0 | 0 | 0 | 0 | 0 | 0 | 0 | 0 | 0 | 0 | 0 | 0 | 0 | 0 | 0 | 0 | 0 | 0 | 0 | 0 | 0 | 0 | 0 | 0 | 0 | 0 | 0 | 0 | 0 | 0 | 0 | 0 | 0 | 0 | 0 | 0 | 0 | 0 | 0 | 0 | 0 | 0
l66 | 0 | 0 | 0 | 0 | 0 | 0 | 0 | 0 | 0 | 0 | 0 | 0 | 0 | 0 | 0 | 0 | 0 | 0 | 0 | 0 | 0 | 0 | 0 | 0 | 0 | 0 | 0 | 0 | 0 | 0 | 0 | 0 | 0 | 0 | 0 | 0 | 0 | 0 | 0 | 0 | 0 | 1 | 0 | 0 | 0 | 0 | 0 | 0 | -1 | 0 | 0 | 0 | 0 | 0 | 0 | 0 | 0 | 0 | 0 | 0 | 0 | 0 | 0 | 0 | 0 | 0 | 0 | 0 | 0 | 0 | 0 | 0 | 0 | 0 | 0 | 0 | 0 | 0 | 0 | 0 | 0 | 0 | 0 | 0 | 0 | 0 | 0 | 0 | 0 | 0 | 0 | 0 | 0 | 0 | 0 | 0 | 0 | 0 | 0 | 0 | 0 | 0 | 0 | 0 | 0 | 0 | 0 | 0 | 0 | 0 | 0 | 0 | 0 | 0 | 0 | 0 | 0 | 0
l67 | 0 | 0 | 0 | 0 | 0 | 0 | 0 | 0 | 0 | 0 | 0 | 0 | 0 | 0 | 0 | 0 | 0 | 0 | 0 | 0 | 0 | 0 | 0 | 0 | 0 | 0 | 0 | 0 | 0 | 0 | 0 | 0 | 0 | 0 | 0 | 0 | 0 | 0 | 0 | 0 | 0 | 1 | 0 | 0 | 0 | 0 | 0 | 0 | -1 | 0 | 0 | 0 | 0 | 0 | 0 | 0 | 0 | 0 | 0 | 0 | 0 | 0 | 0 | 0 | 0 | 0 | 0 | 0 | 0 | 0 | 0 | 0 | 0 | 0 | 0 | 0 | 0 | 0 | 0 | 0 | 0 | 0 | 0 | 0 | 0 | 0 | 0 | 0 | 0 | 0 | 0 | 0 | 0 | 0 | 0 | 0 | 0 | 0 | 0 | 0 | 0 | 0 | 0 | 0 | 0 | 0 | 0 | 0 | 0 | 0 | 0 | 0 | 0 | 0 | 0 | 0 | 0 | 0
l68 | 0 | 0 | 0 | 0 | 0 | 0 | 0 | 0 | 0 | 0 | 0 | 0 | 0 | 0 | 0 | 0 | 0 | 0 | 0 | 0 | 0 | 0 | 0 | 0 | 0 | 0 | 0 | 0 | 0 | 0 | 0 | 0 | 0 | 0 | 0 | 0 | 0 | 0 | 0 | 0 | 0 | 0 | 0 | 0 | 1 | 0 | 0 | 0 | -1 | 0 | 0 | 0 | 0 | 0 | 0 | 0 | 0 | 0 | 0 | 0 | 0 | 0 | 0 | 0 | 0 | 0 | 0 | 0 | 0 | 0 | 0 | 0 | 0 | 0 | 0 | 0 | 0 | 0 | 0 | 0 | 0 | 0 | 0 | 0 | 0 | 0 | 0 | 0 | 0 | 0 | 0 | 0 | 0 | 0 | 0 | 0 | 0 | 0 | 0 | 0 | 0 | 0 | 0 | 0 | 0 | 0 | 0 | 0 | 0 | 0 | 0 | 0 | 0 | 0 | 0 | 0 | 0 | 0
l69 | 0 | 0 | 0 | 0 | 0 | 0 | 0 | 0 | 0 | 0 | 0 | 0 | 0 | 0 | 0 | 0 | 0 | 0 | 0 | 0 | 0 | 0 | 0 | 0 | 0 | 0 | 0 | 0 | 0 | 0 | 0 | 0 | 0 | 0 | 0 | 0 | 0 | 0 | 0 | 0 | 0 | 0 | 0 | 0 | 0 | 0 | 0 | 1 | -1 | 0 | 0 | 0 | 0 | 0 | 0 | 0 | 0 | 0 | 0 | 0 | 0 | 0 | 0 | 0 | 0 | 0 | 0 | 0 | 0 | 0 | 0 | 0 | 0 | 0 | 0 | 0 | 0 | 0 | 0 | 0 | 0 | 0 | 0 | 0 | 0 | 0 | 0 | 0 | 0 | 0 | 0 | 0 | 0 | 0 | 0 | 0 | 0 | 0 | 0 | 0 | 0 | 0 | 0 | 0 | 0 | 0 | 0 | 0 | 0 | 0 | 0 | 0 | 0 | 0 | 0 | 0 | 0 | 0
l70 | 0 | 0 | 0 | 0 | 0 | 0 | 0 | 0 | 0 | 0 | 0 | 0 | 0 | 0 | 0 | 0 | 0 | 0 | 0 | 0 | 0 | 0 | 0 | 0 | 0 | 0 | 0 | 0 | 0 | 0 | 0 | 0 | 0 | 0 | 0 | 0 | 0 | 0 | 0 | 0 | 0 | 0 | 0 | 0 | 0 | 0 | 0 | 0 | 1 | -1 | 0 | 0 | 0 | 0 | 0 | 0 | 0 | 0 | 0 | 0 | 0 | 0 | 0 | 0 | 0 | 0 | 0 | 0 | 0 | 0 | 0 | 0 | 0 | 0 | 0 | 0 | 0 | 0 | 0 | 0 | 0 | 0 | 0 | 0 | 0 | 0 | 0 | 0 | 0 | 0 | 0 | 0 | 0 | 0 | 0 | 0 | 0 | 0 | 0 | 0 | 0 | 0 | 0 | 0 | 0 | 0 | 0 | 0 | 0 | 0 | 0 | 0 | 0 | 0 | 0 | 0 | 0 | 0
l71 | 0 | 0 | 0 | 0 | 0 | 0 | 0 | 0 | 0 | 0 | 0 | 0 | 0 | 0 | 0 | 0 | 0 | 0 | 0 | 0 | 0 | 0 | 0 | 0 | 0 | 0 | 0 | 0 | 0 | 0 | 0 | 0 | 0 | 0 | 0 | 0 | 0 | 0 | 0 | 0 | 0 | 0 | 0 | 0 | 0 | 0 | 0 | 0 | 1 | 0 | -1 | 0 | 0 | 0 | 0 | 0 | 0 | 0 | 0 | 0 | 0 | 0 | 0 | 0 | 0 | 0 | 0 | 0 | 0 | 0 | 0 | 0 | 0 | 0 | 0 | 0 | 0 | 0 | 0 | 0 | 0 | 0 | 0 | 0 | 0 | 0 | 0 | 0 | 0 | 0 | 0 | 0 | 0 | 0 | 0 | 0 | 0 | 0 | 0 | 0 | 0 | 0 | 0 | 0 | 0 | 0 | 0 | 0 | 0 | 0 | 0 | 0 | 0 | 0 | 0 | 0 | 0 | 0
l72 | 0 | 0 | 0 | 0 | 0 | 0 | 0 | 0 | 0 | 0 | 0 | 0 | 0 | 0 | 0 | 0 | 0 | 0 | 0 | 0 | 0 | 0 | 0 | 0 | 0 | 0 | 0 | 0 | 0 | 0 | 0 | 0 | 0 | 0 | 0 | 0 | 0 | 0 | 0 | 0 | 0 | 0 | 0 | 0 | 0 | 0 | 0 | 0 | 0 | 0 | 1 | -1 | 0 | 0 | 0 | 0 | 0 | 0 | 0 | 0 | 0 | 0 | 0 | 0 | 0 | 0 | 0 | 0 | 0 | 0 | 0 | 0 | 0 | 0 | 0 | 0 | 0 | 0 | 0 | 0 | 0 | 0 | 0 | 0 | 0 | 0 | 0 | 0 | 0 | 0 | 0 | 0 | 0 | 0 | 0 | 0 | 0 | 0 | 0 | 0 | 0 | 0 | 0 | 0 | 0 | 0 | 0 | 0 | 0 | 0 | 0 | 0 | 0 | 0 | 0 | 0 | 0 | 0
l73 | 0 | 0 | 0 | 0 | 0 | 0 | 0 | 0 | 0 | 0 | 0 | 0 | 0 | 0 | 0 | 0 | 0 | 0 | 0 | 0 | 0 | 0 | 0 | 0 | 0 | 0 | 0 | 0 | 0 | 0 | 0 | 0 | 0 | 0 | 0 | 0 | 0 | 0 | 0 | 0 | 0 | 0 | 0 | 0 | 0 | 0 | 0 | 0 | 0 | 0 | 0 | 1 | -1 | 0 | 0 | 0 | 0 | 0 | 0 | 0 | 0 | 0 | 0 | 0 | 0 | 0 | 0 | 0 | 0 | 0 | 0 | 0 | 0 | 0 | 0 | 0 | 0 | 0 | 0 | 0 | 0 | 0 | 0 | 0 | 0 | 0 | 0 | 0 | 0 | 0 | 0 | 0 | 0 | 0 | 0 | 0 | 0 | 0 | 0 | 0 | 0 | 0 | 0 | 0 | 0 | 0 | 0 | 0 | 0 | 0 | 0 | 0 | 0 | 0 | 0 | 0 | 0 | 0
l74 | 0 | 0 | 0 | 0 | 0 | 0 | 0 | 0 | 0 | 0 | 0 | 0 | 0 | 0 | 0 | 0 | 0 | 0 | 0 | 0 | 0 | 0 | 0 | 0 | 0 | 0 | 0 | 0 | 0 | 0 | 0 | 0 | 0 | 0 | 0 | 0 | 0 | 0 | 0 | 0 | 0 | 0 | 0 | 0 | 0 | 0 | 0 | 0 | 0 | 0 | 0 | 0 | 1 | -1 | 0 | 0 | 0 | 0 | 0 | 0 | 0 | 0 | 0 | 0 | 0 | 0 | 0 | 0 | 0 | 0 | 0 | 0 | 0 | 0 | 0 | 0 | 0 | 0 | 0 | 0 | 0 | 0 | 0 | 0 | 0 | 0 | 0 | 0 | 0 | 0 | 0 | 0 | 0 | 0 | 0 | 0 | 0 | 0 | 0 | 0 | 0 | 0 | 0 | 0 | 0 | 0 | 0 | 0 | 0 | 0 | 0 | 0 | 0 | 0 | 0 | 0 | 0 | 0
l75 | 0 | 0 | 0 | 0 | 0 | 0 | 0 | 0 | 0 | 0 | 0 | 0 | 0 | 0 | 0 | 0 | 0 | 0 | 0 | 0 | 0 | 0 | 0 | 0 | 0 | 0 | 0 | 0 | 0 | 0 | 0 | 0 | 0 | 0 | 0 | 0 | 0 | 0 | 0 | 0 | 0 | 0 | 0 | 0 | 0 | 0 | 0 | 0 | 1 | 0 | 0 | 0 | 0 | -1 | 0 | 0 | 0 | 0 | 0 | 0 | 0 | 0 | 0 | 0 | 0 | 0 | 0 | 0 | 0 | 0 | 0 | 0 | 0 | 0 | 0 | 0 | 0 | 0 | 0 | 0 | 0 | 0 | 0 | 0 | 0 | 0 | 0 | 0 | 0 | 0 | 0 | 0 | 0 | 0 | 0 | 0 | 0 | 0 | 0 | 0 | 0 | 0 | 0 | 0 | 0 | 0 | 0 | 0 | 0 | 0 | 0 | 0 | 0 | 0 | 0 | 0 | 0 | 0
l76 | 0 | 0 | 0 | 0 | 0 | 0 | 0 | 0 | 0 | 0 | 0 | 0 | 0 | 0 | 0 | 0 | 0 | 0 | 0 | 0 | 0 | 0 | 0 | 0 | 0 | 0 | 0 | 0 | 0 | 0 | 0 | 0 | 0 | 0 | 0 | 0 | 0 | 0 | 0 | 0 | 0 | 0 | 0 | 0 | 0 | 0 | 0 | 0 | 1 | 0 | 0 | 0 | 0 | -1 | 0 | 0 | 0 | 0 | 0 | 0 | 0 | 0 | 0 | 0 | 0 | 0 | 0 | 0 | 0 | 0 | 0 | 0 | 0 | 0 | 0 | 0 | 0 | 0 | 0 | 0 | 0 | 0 | 0 | 0 | 0 | 0 | 0 | 0 | 0 | 0 | 0 | 0 | 0 | 0 | 0 | 0 | 0 | 0 | 0 | 0 | 0 | 0 | 0 | 0 | 0 | 0 | 0 | 0 | 0 | 0 | 0 | 0 | 0 | 0 | 0 | 0 | 0 | 0
l77 | 0 | 0 | 0 | 0 | 0 | 0 | 0 | 0 | 0 | 0 | 0 | 0 | 0 | 0 | 0 | 0 | 0 | 0 | 0 | 0 | 0 | 0 | 0 | 0 | 0 | 0 | 0 | 0 | 0 | 0 | 0 | 0 | 0 | 0 | 0 | 0 | 0 | 0 | 0 | 0 | 0 | 0 | 0 | 0 | 0 | 0 | 0 | 0 | 0 | 0 | 0 | 0 | 0 | 1 | -1 | 0 | 0 | 0 | 0 | 0 | 0 | 0 | 0 | 0 | 0 | 0 | 0 | 0 | 0 | 0 | 0 | 0 | 0 | 0 | 0 | 0 | 0 | 0 | 0 | 0 | 0 | 0 | 0 | 0 | 0 | 0 | 0 | 0 | 0 | 0 | 0 | 0 | 0 | 0 | 0 | 0 | 0 | 0 | 0 | 0 | 0 | 0 | 0 | 0 | 0 | 0 | 0 | 0 | 0 | 0 | 0 | 0 | 0 | 0 | 0 | 0 | 0 | 0
l78 | 0 | 0 | 0 | 0 | 0 | 0 | 0 | 0 | 0 | 0 | 0 | 0 | 0 | 0 | 0 | 0 | 0 | 0 | 0 | 0 | 0 | 0 | 0 | 0 | 0 | 0 | 0 | 0 | 0 | 0 | 0 | 0 | 0 | 0 | 0 | 0 | 0 | 0 | 0 | 0 | 0 | 0 | 0 | 0 | 0 | 0 | 0 | 0 | 0 | 0 | 0 | 0 | 0 | 1 | 0 | -1 | 0 | 0 | 0 | 0 | 0 | 0 | 0 | 0 | 0 | 0 | 0 | 0 | 0 | 0 | 0 | 0 | 0 | 0 | 0 | 0 | 0 | 0 | 0 | 0 | 0 | 0 | 0 | 0 | 0 | 0 | 0 | 0 | 0 | 0 | 0 | 0 | 0 | 0 | 0 | 0 | 0 | 0 | 0 | 0 | 0 | 0 | 0 | 0 | 0 | 0 | 0 | 0 | 0 | 0 | 0 | 0 | 0 | 0 | 0 | 0 | 0 | 0
l79 | 0 | 0 | 0 | 0 | 0 | 0 | 0 | 0 | 0 | 0 | 0 | 0 | 0 | 0 | 0 | 0 | 0 | 0 | 0 | 0 | 0 | 0 | 0 | 0 | 0 | 0 | 0 | 0 | 0 | 0 | 0 | 0 | 0 | 0 | 0 | 0 | 0 | 0 | 0 | 0 | 0 | 0 | 0 | 0 | 0 | 0 | 0 | 0 | 0 | 0 | 0 | 0 | 0 | 0 | 1 | -1 | 0 | 0 | 0 | 0 | 0 | 0 | 0 | 0 | 0 | 0 | 0 | 0 | 0 | 0 | 0 | 0 | 0 | 0 | 0 | 0 | 0 | 0 | 0 | 0 | 0 | 0 | 0 | 0 | 0 | 0 | 0 | 0 | 0 | 0 | 0 | 0 | 0 | 0 | 0 | 0 | 0 | 0 | 0 | 0 | 0 | 0 | 0 | 0 | 0 | 0 | 0 | 0 | 0 | 0 | 0 | 0 | 0 | 0 | 0 | 0 | 0 | 0
l80 | 0 | 0 | 0 | 0 | 0 | 0 | 0 | 0 | 0 | 0 | 0 | 0 | 0 | 0 | 0 | 0 | 0 | 0 | 0 | 0 | 0 | 0 | 0 | 0 | 0 | 0 | 0 | 0 | 0 | 0 | 0 | 0 | 0 | 0 | 0 | 0 | 0 | 0 | 0 | 0 | 0 | 0 | 0 | 0 | 0 | 0 | 0 | 0 | 0 | 0 | 0 | 0 | 0 | 0 | 0 | 1 | -1 | 0 | 0 | 0 | 0 | 0 | 0 | 0 | 0 | 0 | 0 | 0 | 0 | 0 | 0 | 0 | 0 | 0 | 0 | 0 | 0 | 0 | 0 | 0 | 0 | 0 | 0 | 0 | 0 | 0 | 0 | 0 | 0 | 0 | 0 | 0 | 0 | 0 | 0 | 0 | 0 | 0 | 0 | 0 | 0 | 0 | 0 | 0 | 0 | 0 | 0 | 0 | 0 | 0 | 0 | 0 | 0 | 0 | 0 | 0 | 0 | 0
l81 | 0 | 0 | 0 | 0 | 0 | 0 | 0 | 0 | 0 | 0 | 0 | 0 | 0 | 0 | 0 | 0 | 0 | 0 | 0 | 0 | 0 | 0 | 0 | 0 | 0 | 0 | 0 | 0 | 0 | 0 | 0 | 0 | 0 | 0 | 0 | 0 | 0 | 0 | 0 | 0 | 0 | 0 | 0 | 0 | 0 | 0 | 0 | 0 | 0 | 1 | 0 | 0 | 0 | 0 | 0 | 0 | -1 | 0 | 0 | 0 | 0 | 0 | 0 | 0 | 0 | 0 | 0 | 0 | 0 | 0 | 0 | 0 | 0 | 0 | 0 | 0 | 0 | 0 | 0 | 0 | 0 | 0 | 0 | 0 | 0 | 0 | 0 | 0 | 0 | 0 | 0 | 0 | 0 | 0 | 0 | 0 | 0 | 0 | 0 | 0 | 0 | 0 | 0 | 0 | 0 | 0 | 0 | 0 | 0 | 0 | 0 | 0 | 0 | 0 | 0 | 0 | 0 | 0
l82 | 0 | 0 | 0 | 0 | 0 | 0 | 0 | 0 | 0 | 0 | 0 | 0 | 0 | 0 | 0 | 0 | 0 | 0 | 0 | 0 | 0 | 0 | 0 | 0 | 0 | 0 | 0 | 0 | 0 | 0 | 0 | 0 | 0 | 0 | 0 | 0 | 0 | 0 | 0 | 0 | 0 | 0 | 0 | 0 | 0 | 0 | 0 | 0 | 0 | 0 | 0 | 0 | 0 | 0 | 0 | 1 | 0 | -1 | 0 | 0 | 0 | 0 | 0 | 0 | 0 | 0 | 0 | 0 | 0 | 0 | 0 | 0 | 0 | 0 | 0 | 0 | 0 | 0 | 0 | 0 | 0 | 0 | 0 | 0 | 0 | 0 | 0 | 0 | 0 | 0 | 0 | 0 | 0 | 0 | 0 | 0 | 0 | 0 | 0 | 0 | 0 | 0 | 0 | 0 | 0 | 0 | 0 | 0 | 0 | 0 | 0 | 0 | 0 | 0 | 0 | 0 | 0 | 0
l83 | 0 | 0 | 0 | 0 | 0 | 0 | 0 | 0 | 0 | 0 | 0 | 0 | 0 | 0 | 0 | 0 | 0 | 0 | 0 | 0 | 0 | 0 | 0 | 0 | 0 | 0 | 0 | 0 | 0 | 0 | 0 | 0 | 0 | 0 | 0 | 0 | 0 | 0 | 0 | 0 | 0 | 0 | 0 | 0 | 0 | 0 | 0 | 0 | 0 | 0 | 1 | 0 | 0 | 0 | 0 | 0 | 0 | -1 | 0 | 0 | 0 | 0 | 0 | 0 | 0 | 0 | 0 | 0 | 0 | 0 | 0 | 0 | 0 | 0 | 0 | 0 | 0 | 0 | 0 | 0 | 0 | 0 | 0 | 0 | 0 | 0 | 0 | 0 | 0 | 0 | 0 | 0 | 0 | 0 | 0 | 0 | 0 | 0 | 0 | 0 | 0 | 0 | 0 | 0 | 0 | 0 | 0 | 0 | 0 | 0 | 0 | 0 | 0 | 0 | 0 | 0 | 0 | 0
l84 | 0 | 0 | 0 | 0 | 0 | 0 | 0 | 0 | 0 | 0 | 0 | 0 | 0 | 0 | 0 | 0 | 0 | 0 | 0 | 0 | 0 | 0 | 0 | 0 | 0 | 0 | 0 | 0 | 0 | 0 | 0 | 0 | 0 | 0 | 0 | 0 | 0 | 0 | 0 | 0 | 0 | 0 | 0 | 0 | 0 | 0 | 0 | 0 | 0 | 0 | 0 | 0 | 0 | 1 | 0 | 0 | 0 | 0 | -1 | 0 | 0 | 0 | 0 | 0 | 0 | 0 | 0 | 0 | 0 | 0 | 0 | 0 | 0 | 0 | 0 | 0 | 0 | 0 | 0 | 0 | 0 | 0 | 0 | 0 | 0 | 0 | 0 | 0 | 0 | 0 | 0 | 0 | 0 | 0 | 0 | 0 | 0 | 0 | 0 | 0 | 0 | 0 | 0 | 0 | 0 | 0 | 0 | 0 | 0 | 0 | 0 | 0 | 0 | 0 | 0 | 0 | 0 | 0
l85 | 0 | 0 | 0 | 0 | 0 | 0 | 0 | 0 | 0 | 0 | 0 | 0 | 0 | 0 | 0 | 0 | 0 | 0 | 0 | 0 | 0 | 0 | 0 | 0 | 0 | 0 | 0 | 0 | 0 | 0 | 0 | 0 | 0 | 0 | 0 | 0 | 0 | 0 | 0 | 0 | 0 | 0 | 0 | 0 | 0 | 0 | 0 | 0 | 0 | 0 | 0 | 0 | 0 | 0 | 0 | 1 | 0 | 0 | -1 | 0 | 0 | 0 | 0 | 0 | 0 | 0 | 0 | 0 | 0 | 0 | 0 | 0 | 0 | 0 | 0 | 0 | 0 | 0 | 0 | 0 | 0 | 0 | 0 | 0 | 0 | 0 | 0 | 0 | 0 | 0 | 0 | 0 | 0 | 0 | 0 | 0 | 0 | 0 | 0 | 0 | 0 | 0 | 0 | 0 | 0 | 0 | 0 | 0 | 0 | 0 | 0 | 0 | 0 | 0 | 0 | 0 | 0 | 0
l86 | 0 | 0 | 0 | 0 | 0 | 0 | 0 | 0 | 0 | 0 | 0 | 0 | 0 | 0 | 0 | 0 | 0 | 0 | 0 | 0 | 0 | 0 | 0 | 0 | 0 | 0 | 0 | 0 | 0 | 0 | 0 | 0 | 0 | 0 | 0 | 0 | 0 | 0 | 0 | 0 | 0 | 0 | 0 | 0 | 0 | 0 | 0 | 0 | 0 | 0 | 0 | 0 | 0 | 0 | 0 | 1 | 0 | 0 | -1 | 0 | 0 | 0 | 0 | 0 | 0 | 0 | 0 | 0 | 0 | 0 | 0 | 0 | 0 | 0 | 0 | 0 | 0 | 0 | 0 | 0 | 0 | 0 | 0 | 0 | 0 | 0 | 0 | 0 | 0 | 0 | 0 | 0 | 0 | 0 | 0 | 0 | 0 | 0 | 0 | 0 | 0 | 0 | 0 | 0 | 0 | 0 | 0 | 0 | 0 | 0 | 0 | 0 | 0 | 0 | 0 | 0 | 0 | 0
l87 | 0 | 0 | 0 | 0 | 0 | 0 | 0 | 0 | 0 | 0 | 0 | 0 | 0 | 0 | 0 | 0 | 0 | 0 | 0 | 0 | 0 | 0 | 0 | 0 | 0 | 0 | 0 | 0 | 0 | 0 | 0 | 0 | 0 | 0 | 0 | 0 | 0 | 0 | 0 | 0 | 0 | 0 | 0 | 0 | 0 | 0 | 0 | 0 | 0 | 0 | 0 | 0 | 0 | 0 | 1 | 0 | 0 | 0 | -1 | 0 | 0 | 0 | 0 | 0 | 0 | 0 | 0 | 0 | 0 | 0 | 0 | 0 | 0 | 0 | 0 | 0 | 0 | 0 | 0 | 0 | 0 | 0 | 0 | 0 | 0 | 0 | 0 | 0 | 0 | 0 | 0 | 0 | 0 | 0 | 0 | 0 | 0 | 0 | 0 | 0 | 0 | 0 | 0 | 0 | 0 | 0 | 0 | 0 | 0 | 0 | 0 | 0 | 0 | 0 | 0 | 0 | 0 | 0
l88 | 0 | 0 | 0 | 0 | 0 | 0 | 0 | 0 | 0 | 0 | 0 | 0 | 0 | 0 | 0 | 0 | 0 | 0 | 0 | 0 | 0 | 0 | 0 | 0 | 0 | 0 | 0 | 0 | 0 | 0 | 0 | 0 | 0 | 0 | 0 | 0 | 0 | 0 | 0 | 0 | 0 | 0 | 0 | 0 | 0 | 0 | 0 | 0 | 0 | 0 | 0 | 0 | 0 | 0 | 0 | 0 | 0 | 0 | 1 | -1 | 0 | 0 | 0 | 0 | 0 | 0 | 0 | 0 | 0 | 0 | 0 | 0 | 0 | 0 | 0 | 0 | 0 | 0 | 0 | 0 | 0 | 0 | 0 | 0 | 0 | 0 | 0 | 0 | 0 | 0 | 0 | 0 | 0 | 0 | 0 | 0 | 0 | 0 | 0 | 0 | 0 | 0 | 0 | 0 | 0 | 0 | 0 | 0 | 0 | 0 | 0 | 0 | 0 | 0 | 0 | 0 | 0 | 0
l89 | 0 | 0 | 0 | 0 | 0 | 0 | 0 | 0 | 0 | 0 | 0 | 0 | 0 | 0 | 0 | 0 | 0 | 0 | 0 | 0 | 0 | 0 | 0 | 0 | 0 | 0 | 0 | 0 | 0 | 0 | 0 | 0 | 0 | 0 | 0 | 0 | 0 | 0 | 0 | 0 | 0 | 0 | 0 | 0 | 0 | 0 | 0 | 0 | 0 | 0 | 0 | 0 | 0 | 0 | 0 | 0 | 0 | 0 | 1 | 0 | -1 | 0 | 0 | 0 | 0 | 0 | 0 | 0 | 0 | 0 | 0 | 0 | 0 | 0 | 0 | 0 | 0 | 0 | 0 | 0 | 0 | 0 | 0 | 0 | 0 | 0 | 0 | 0 | 0 | 0 | 0 | 0 | 0 | 0 | 0 | 0 | 0 | 0 | 0 | 0 | 0 | 0 | 0 | 0 | 0 | 0 | 0 | 0 | 0 | 0 | 0 | 0 | 0 | 0 | 0 | 0 | 0 | 0
l90 | 0 | 0 | 0 | 0 | 0 | 0 | 0 | 0 | 0 | 0 | 0 | 0 | 0 | 0 | 0 | 0 | 0 | 0 | 0 | 0 | 0 | 0 | 0 | 0 | 0 | 0 | 0 | 0 | 0 | 0 | 0 | 0 | 0 | 0 | 0 | 0 | 0 | 0 | 0 | 0 | 0 | 0 | 0 | 0 | 0 | 0 | 0 | 0 | 0 | 0 | 0 | 0 | 0 | 0 | 0 | 0 | 0 | 0 | 0 | 1 | -1 | 0 | 0 | 0 | 0 | 0 | 0 | 0 | 0 | 0 | 0 | 0 | 0 | 0 | 0 | 0 | 0 | 0 | 0 | 0 | 0 | 0 | 0 | 0 | 0 | 0 | 0 | 0 | 0 | 0 | 0 | 0 | 0 | 0 | 0 | 0 | 0 | 0 | 0 | 0 | 0 | 0 | 0 | 0 | 0 | 0 | 0 | 0 | 0 | 0 | 0 | 0 | 0 | 0 | 0 | 0 | 0 | 0
l91 | 0 | 0 | 0 | 0 | 0 | 0 | 0 | 0 | 0 | 0 | 0 | 0 | 0 | 0 | 0 | 0 | 0 | 0 | 0 | 0 | 0 | 0 | 0 | 0 | 0 | 0 | 0 | 0 | 0 | 0 | 0 | 0 | 0 | 0 | 0 | 0 | 0 | 0 | 0 | 0 | 0 | 0 | 0 | 0 | 0 | 0 | 0 | 0 | 0 | 0 | 0 | 0 | 0 | 0 | 0 | 0 | 0 | 0 | 0 | 1 | 0 | -1 | 0 | 0 | 0 | 0 | 0 | 0 | 0 | 0 | 0 | 0 | 0 | 0 | 0 | 0 | 0 | 0 | 0 | 0 | 0 | 0 | 0 | 0 | 0 | 0 | 0 | 0 | 0 | 0 | 0 | 0 | 0 | 0 | 0 | 0 | 0 | 0 | 0 | 0 | 0 | 0 | 0 | 0 | 0 | 0 | 0 | 0 | 0 | 0 | 0 | 0 | 0 | 0 | 0 | 0 | 0 | 0
l92 | 0 | 0 | 0 | 0 | 0 | 0 | 0 | 0 | 0 | 0 | 0 | 0 | 0 | 0 | 0 | 0 | 0 | 0 | 0 | 0 | 0 | 0 | 0 | 0 | 0 | 0 | 0 | 0 | 0 | 0 | 0 | 0 | 0 | 0 | 0 | 0 | 0 | 0 | 0 | 0 | 0 | 0 | 0 | 0 | 0 | 0 | 0 | 0 | 0 | 0 | 0 | 0 | 0 | 0 | 0 | 0 | 0 | 0 | 0 | 0 | 1 | -1 | 0 | 0 | 0 | 0 | 0 | 0 | 0 | 0 | 0 | 0 | 0 | 0 | 0 | 0 | 0 | 0 | 0 | 0 | 0 | 0 | 0 | 0 | 0 | 0 | 0 | 0 | 0 | 0 | 0 | 0 | 0 | 0 | 0 | 0 | 0 | 0 | 0 | 0 | 0 | 0 | 0 | 0 | 0 | 0 | 0 | 0 | 0 | 0 | 0 | 0 | 0 | 0 | 0 | 0 | 0 | 0
l93 | 0 | 0 | 0 | 0 | 0 | 0 | 0 | 0 | 0 | 0 | 0 | 0 | 0 | 0 | 0 | 0 | 0 | 0 | 0 | 0 | 0 | 0 | 0 | 0 | 0 | 0 | 0 | 0 | 0 | 0 | 0 | 0 | 0 | 0 | 0 | 0 | 0 | 0 | 0 | 0 | 0 | 0 | 0 | 0 | 0 | 0 | 0 | 0 | 0 | 0 | 0 | 0 | 0 | 0 | 0 | 0 | 0 | 0 | 1 | 0 | 0 | 0 | -1 | 0 | 0 | 0 | 0 | 0 | 0 | 0 | 0 | 0 | 0 | 0 | 0 | 0 | 0 | 0 | 0 | 0 | 0 | 0 | 0 | 0 | 0 | 0 | 0 | 0 | 0 | 0 | 0 | 0 | 0 | 0 | 0 | 0 | 0 | 0 | 0 | 0 | 0 | 0 | 0 | 0 | 0 | 0 | 0 | 0 | 0 | 0 | 0 | 0 | 0 | 0 | 0 | 0 | 0 | 0
l94 | 0 | 0 | 0 | 0 | 0 | 0 | 0 | 0 | 0 | 0 | 0 | 0 | 0 | 0 | 0 | 0 | 0 | 0 | 0 | 0 | 0 | 0 | 0 | 0 | 0 | 0 | 0 | 0 | 0 | 0 | 0 | 0 | 0 | 0 | 0 | 0 | 0 | 0 | 0 | 0 | 0 | 0 | 0 | 0 | 0 | 0 | 0 | 0 | 0 | 0 | 0 | 0 | 0 | 0 | 0 | 0 | 0 | 0 | 0 | 0 | 0 | 0 | 1 | -1 | 0 | 0 | 0 | 0 | 0 | 0 | 0 | 0 | 0 | 0 | 0 | 0 | 0 | 0 | 0 | 0 | 0 | 0 | 0 | 0 | 0 | 0 | 0 | 0 | 0 | 0 | 0 | 0 | 0 | 0 | 0 | 0 | 0 | 0 | 0 | 0 | 0 | 0 | 0 | 0 | 0 | 0 | 0 | 0 | 0 | 0 | 0 | 0 | 0 | 0 | 0 | 0 | 0 | 0
l95 | 0 | 0 | 0 | 0 | 0 | 0 | 0 | 0 | 0 | 0 | 0 | 0 | 0 | 0 | 0 | 0 | 0 | 0 | 0 | 0 | 0 | 0 | 0 | 0 | 0 | 0 | 0 | 0 | 0 | 0 | 0 | 0 | 0 | 0 | 0 | 0 | 0 | 0 | 0 | 0 | 0 | 0 | 0 | 0 | 0 | 0 | 0 | 0 | 0 | 0 | 0 | 0 | 0 | 0 | 0 | 0 | 0 | 0 | 0 | 0 | 1 | 0 | 0 | -1 | 0 | 0 | 0 | 0 | 0 | 0 | 0 | 0 | 0 | 0 | 0 | 0 | 0 | 0 | 0 | 0 | 0 | 0 | 0 | 0 | 0 | 0 | 0 | 0 | 0 | 0 | 0 | 0 | 0 | 0 | 0 | 0 | 0 | 0 | 0 | 0 | 0 | 0 | 0 | 0 | 0 | 0 | 0 | 0 | 0 | 0 | 0 | 0 | 0 | 0 | 0 | 0 | 0 | 0
l96 | 0 | 0 | 0 | 0 | 0 | 0 | 0 | 0 | 0 | 0 | 0 | 0 | 0 | 0 | 0 | 0 | 0 | 0 | 0 | 0 | 0 | 0 | 0 | 0 | 0 | 0 | 0 | 0 | 0 | 0 | 0 | 0 | 0 | 0 | 0 | 0 | 0 | 1 | 0 | 0 | 0 | 0 | 0 | 0 | 0 | 0 | 0 | 0 | 0 | 0 | 0 | 0 | 0 | 0 | 0 | 0 | 0 | 0 | 0 | 0 | 0 | 0 | 0 | 0 | -1 | 0 | 0 | 0 | 0 | 0 | 0 | 0 | 0 | 0 | 0 | 0 | 0 | 0 | 0 | 0 | 0 | 0 | 0 | 0 | 0 | 0 | 0 | 0 | 0 | 0 | 0 | 0 | 0 | 0 | 0 | 0 | 0 | 0 | 0 | 0 | 0 | 0 | 0 | 0 | 0 | 0 | 0 | 0 | 0 | 0 | 0 | 0 | 0 | 0 | 0 | 0 | 0 | 0
l97 | 0 | 0 | 0 | 0 | 0 | 0 | 0 | 0 | 0 | 0 | 0 | 0 | 0 | 0 | 0 | 0 | 0 | 0 | 0 | 0 | 0 | 0 | 0 | 0 | 0 | 0 | 0 | 0 | 0 | 0 | 0 | 0 | 0 | 0 | 0 | 0 | 0 | 0 | 0 | 0 | 0 | 0 | 0 | 0 | 0 | 0 | 0 | 0 | 0 | 0 | 0 | 0 | 0 | 0 | 0 | 0 | 0 | 0 | 0 | 0 | 0 | 0 | 0 | 1 | -1 | 0 | 0 | 0 | 0 | 0 | 0 | 0 | 0 | 0 | 0 | 0 | 0 | 0 | 0 | 0 | 0 | 0 | 0 | 0 | 0 | 0 | 0 | 0 | 0 | 0 | 0 | 0 | 0 | 0 | 0 | 0 | 0 | 0 | 0 | 0 | 0 | 0 | 0 | 0 | 0 | 0 | 0 | 0 | 0 | 0 | 0 | 0 | 0 | 0 | 0 | 0 | 0 | 0
l98 | 0 | 0 | 0 | 0 | 0 | 0 | 0 | 0 | 0 | 0 | 0 | 0 | 0 | 0 | 0 | 0 | 0 | 0 | 0 | 0 | 0 | 0 | 0 | 0 | 0 | 0 | 0 | 0 | 0 | 0 | 0 | 0 | 0 | 0 | 0 | 0 | 0 | 0 | 0 | 0 | 0 | 0 | 0 | 0 | 0 | 0 | 0 | 0 | 1 | 0 | 0 | 0 | 0 | 0 | 0 | 0 | 0 | 0 | 0 | 0 | 0 | 0 | 0 | 0 | 0 | -1 | 0 | 0 | 0 | 0 | 0 | 0 | 0 | 0 | 0 | 0 | 0 | 0 | 0 | 0 | 0 | 0 | 0 | 0 | 0 | 0 | 0 | 0 | 0 | 0 | 0 | 0 | 0 | 0 | 0 | 0 | 0 | 0 | 0 | 0 | 0 | 0 | 0 | 0 | 0 | 0 | 0 | 0 | 0 | 0 | 0 | 0 | 0 | 0 | 0 | 0 | 0 | 0
l99 | 0 | 0 | 0 | 0 | 0 | 0 | 0 | 0 | 0 | 0 | 0 | 0 | 0 | 0 | 0 | 0 | 0 | 0 | 0 | 0 | 0 | 0 | 0 | 0 | 0 | 0 | 0 | 0 | 0 | 0 | 0 | 0 | 0 | 0 | 0 | 0 | 0 | 0 | 0 | 0 | 0 | 0 | 0 | 0 | 0 | 0 | 0 | 0 | 1 | 0 | 0 | 0 | 0 | 0 | 0 | 0 | 0 | 0 | 0 | 0 | 0 | 0 | 0 | 0 | 0 | -1 | 0 | 0 | 0 | 0 | 0 | 0 | 0 | 0 | 0 | 0 | 0 | 0 | 0 | 0 | 0 | 0 | 0 | 0 | 0 | 0 | 0 | 0 | 0 | 0 | 0 | 0 | 0 | 0 | 0 | 0 | 0 | 0 | 0 | 0 | 0 | 0 | 0 | 0 | 0 | 0 | 0 | 0 | 0 | 0 | 0 | 0 | 0 | 0 | 0 | 0 | 0 | 0
l100 | 0 | 0 | 0 | 0 | 0 | 0 | 0 | 0 | 0 | 0 | 0 | 0 | 0 | 0 | 0 | 0 | 0 | 0 | 0 | 0 | 0 | 0 | 0 | 0 | 0 | 0 | 0 | 0 | 0 | 0 | 0 | 0 | 0 | 0 | 0 | 0 | 0 | 0 | 0 | 0 | 0 | 0 | 0 | 0 | 0 | 0 | 0 | 0 | 0 | 0 | 0 | 0 | 0 | 0 | 0 | 0 | 0 | 0 | 0 | 0 | 0 | 1 | 0 | 0 | 0 | -1 | 0 | 0 | 0 | 0 | 0 | 0 | 0 | 0 | 0 | 0 | 0 | 0 | 0 | 0 | 0 | 0 | 0 | 0 | 0 | 0 | 0 | 0 | 0 | 0 | 0 | 0 | 0 | 0 | 0 | 0 | 0 | 0 | 0 | 0 | 0 | 0 | 0 | 0 | 0 | 0 | 0 | 0 | 0 | 0 | 0 | 0 | 0 | 0 | 0 | 0 | 0 | 0
l101 | 0 | 0 | 0 | 0 | 0 | 0 | 0 | 0 | 0 | 0 | 0 | 0 | 0 | 0 | 0 | 0 | 0 | 0 | 0 | 0 | 0 | 0 | 0 | 0 | 0 | 0 | 0 | 0 | 0 | 0 | 0 | 0 | 0 | 0 | 0 | 0 | 0 | 0 | 0 | 0 | 0 | 0 | 0 | 0 | 0 | 0 | 0 | 0 | 0 | 0 | 0 | 0 | 0 | 0 | 0 | 0 | 0 | 0 | 0 | 0 | 0 | 1 | 0 | 0 | 0 | 0 | -1 | 0 | 0 | 0 | 0 | 0 | 0 | 0 | 0 | 0 | 0 | 0 | 0 | 0 | 0 | 0 | 0 | 0 | 0 | 0 | 0 | 0 | 0 | 0 | 0 | 0 | 0 | 0 | 0 | 0 | 0 | 0 | 0 | 0 | 0 | 0 | 0 | 0 | 0 | 0 | 0 | 0 | 0 | 0 | 0 | 0 | 0 | 0 | 0 | 0 | 0 | 0
l102 | 0 | 0 | 0 | 0 | 0 | 0 | 0 | 0 | 0 | 0 | 0 | 0 | 0 | 0 | 0 | 0 | 0 | 0 | 0 | 0 | 0 | 0 | 0 | 0 | 0 | 0 | 0 | 0 | 0 | 0 | 0 | 0 | 0 | 0 | 0 | 0 | 0 | 0 | 0 | 0 | 0 | 0 | 0 | 0 | 0 | 0 | 0 | 0 | 0 | 0 | 0 | 0 | 0 | 0 | 0 | 0 | 0 | 0 | 0 | 0 | 0 | 0 | 0 | 0 | 1 | -1 | 0 | 0 | 0 | 0 | 0 | 0 | 0 | 0 | 0 | 0 | 0 | 0 | 0 | 0 | 0 | 0 | 0 | 0 | 0 | 0 | 0 | 0 | 0 | 0 | 0 | 0 | 0 | 0 | 0 | 0 | 0 | 0 | 0 | 0 | 0 | 0 | 0 | 0 | 0 | 0 | 0 | 0 | 0 | 0 | 0 | 0 | 0 | 0 | 0 | 0 | 0 | 0
l103 | 0 | 0 | 0 | 0 | 0 | 0 | 0 | 0 | 0 | 0 | 0 | 0 | 0 | 0 | 0 | 0 | 0 | 0 | 0 | 0 | 0 | 0 | 0 | 0 | 0 | 0 | 0 | 0 | 0 | 0 | 0 | 0 | 0 | 0 | 0 | 0 | 0 | 0 | 0 | 0 | 0 | 0 | 0 | 0 | 0 | 0 | 0 | 0 | 0 | 0 | 0 | 0 | 0 | 0 | 0 | 0 | 0 | 0 | 0 | 0 | 0 | 0 | 0 | 0 | 0 | 1 | -1 | 0 | 0 | 0 | 0 | 0 | 0 | 0 | 0 | 0 | 0 | 0 | 0 | 0 | 0 | 0 | 0 | 0 | 0 | 0 | 0 | 0 | 0 | 0 | 0 | 0 | 0 | 0 | 0 | 0 | 0 | 0 | 0 | 0 | 0 | 0 | 0 | 0 | 0 | 0 | 0 | 0 | 0 | 0 | 0 | 0 | 0 | 0 | 0 | 0 | 0 | 0
l104 | 0 | 0 | 0 | 0 | 0 | 0 | 0 | 0 | 0 | 0 | 0 | 0 | 0 | 0 | 0 | 0 | 0 | 0 | 0 | 0 | 0 | 0 | 0 | 0 | 0 | 0 | 0 | 0 | 0 | 0 | 0 | 0 | 0 | 0 | 0 | 0 | 0 | 0 | 0 | 0 | 0 | 0 | 0 | 0 | 0 | 0 | 0 | 0 | 0 | 0 | 0 | 0 | 0 | 0 | 0 | 0 | 0 | 0 | 0 | 0 | 0 | 0 | 0 | 0 | 1 | 0 | 0 | -1 | 0 | 0 | 0 | 0 | 0 | 0 | 0 | 0 | 0 | 0 | 0 | 0 | 0 | 0 | 0 | 0 | 0 | 0 | 0 | 0 | 0 | 0 | 0 | 0 | 0 | 0 | 0 | 0 | 0 | 0 | 0 | 0 | 0 | 0 | 0 | 0 | 0 | 0 | 0 | 0 | 0 | 0 | 0 | 0 | 0 | 0 | 0 | 0 | 0 | 0
l105 | 0 | 0 | 0 | 0 | 0 | 0 | 0 | 0 | 0 | 0 | 0 | 0 | 0 | 0 | 0 | 0 | 0 | 0 | 0 | 0 | 0 | 0 | 0 | 0 | 0 | 0 | 0 | 0 | 0 | 0 | 0 | 0 | 0 | 0 | 0 | 0 | 0 | 0 | 0 | 0 | 0 | 0 | 0 | 0 | 0 | 0 | 1 | 0 | 0 | 0 | 0 | 0 | 0 | 0 | 0 | 0 | 0 | 0 | 0 | 0 | 0 | 0 | 0 | 0 | 0 | 0 | 0 | 0 | -1 | 0 | 0 | 0 | 0 | 0 | 0 | 0 | 0 | 0 | 0 | 0 | 0 | 0 | 0 | 0 | 0 | 0 | 0 | 0 | 0 | 0 | 0 | 0 | 0 | 0 | 0 | 0 | 0 | 0 | 0 | 0 | 0 | 0 | 0 | 0 | 0 | 0 | 0 | 0 | 0 | 0 | 0 | 0 | 0 | 0 | 0 | 0 | 0 | 0
l106 | 0 | 0 | 0 | 0 | 0 | 0 | 0 | 0 | 0 | 0 | 0 | 0 | 0 | 0 | 0 | 0 | 0 | 0 | 0 | 0 | 0 | 0 | 0 | 0 | 0 | 0 | 0 | 0 | 0 | 0 | 0 | 0 | 0 | 0 | 0 | 0 | 0 | 0 | 0 | 0 | 0 | 0 | 0 | 0 | 0 | 0 | 0 | 0 | 1 | 0 | 0 | 0 | 0 | 0 | 0 | 0 | 0 | 0 | 0 | 0 | 0 | 0 | 0 | 0 | 0 | 0 | 0 | 0 | -1 | 0 | 0 | 0 | 0 | 0 | 0 | 0 | 0 | 0 | 0 | 0 | 0 | 0 | 0 | 0 | 0 | 0 | 0 | 0 | 0 | 0 | 0 | 0 | 0 | 0 | 0 | 0 | 0 | 0 | 0 | 0 | 0 | 0 | 0 | 0 | 0 | 0 | 0 | 0 | 0 | 0 | 0 | 0 | 0 | 0 | 0 | 0 | 0 | 0
l107 | 0 | 0 | 0 | 0 | 0 | 0 | 0 | 0 | 0 | 0 | 0 | 0 | 0 | 0 | 0 | 0 | 0 | 0 | 0 | 0 | 0 | 0 | 0 | 0 | 0 | 0 | 0 | 0 | 0 | 0 | 0 | 0 | 0 | 0 | 0 | 0 | 0 | 0 | 0 | 0 | 0 | 0 | 0 | 0 | 0 | 0 | 0 | 0 | 0 | 0 | 0 | 0 | 0 | 0 | 0 | 0 | 0 | 0 | 0 | 0 | 0 | 0 | 0 | 0 | 0 | 0 | 0 | 1 | -1 | 0 | 0 | 0 | 0 | 0 | 0 | 0 | 0 | 0 | 0 | 0 | 0 | 0 | 0 | 0 | 0 | 0 | 0 | 0 | 0 | 0 | 0 | 0 | 0 | 0 | 0 | 0 | 0 | 0 | 0 | 0 | 0 | 0 | 0 | 0 | 0 | 0 | 0 | 0 | 0 | 0 | 0 | 0 | 0 | 0 | 0 | 0 | 0 | 0
l108 | 0 | 0 | 0 | 0 | 0 | 0 | 0 | 0 | 0 | 0 | 0 | 0 | 0 | 0 | 0 | 0 | 0 | 0 | 0 | 0 | 0 | 0 | 0 | 0 | 0 | 0 | 0 | 0 | 0 | 0 | 0 | 0 | 0 | 0 | 0 | 0 | 0 | 0 | 0 | 0 | 0 | 0 | 0 | 0 | 0 | 0 | 0 | 0 | 0 | 0 | 0 | 0 | 0 | 0 | 0 | 0 | 0 | 0 | 0 | 0 | 0 | 0 | 0 | 0 | 0 | 0 | 0 | 0 | 1 | -1 | 0 | 0 | 0 | 0 | 0 | 0 | 0 | 0 | 0 | 0 | 0 | 0 | 0 | 0 | 0 | 0 | 0 | 0 | 0 | 0 | 0 | 0 | 0 | 0 | 0 | 0 | 0 | 0 | 0 | 0 | 0 | 0 | 0 | 0 | 0 | 0 | 0 | 0 | 0 | 0 | 0 | 0 | 0 | 0 | 0 | 0 | 0 | 0
l109 | 0 | 0 | 0 | 0 | 0 | 0 | 0 | 0 | 0 | 0 | 0 | 0 | 0 | 0 | 0 | 0 | 0 | 0 | 0 | 0 | 0 | 0 | 0 | 1 | 0 | 0 | 0 | 0 | 0 | 0 | 0 | 0 | 0 | 0 | 0 | 0 | 0 | 0 | 0 | 0 | 0 | 0 | 0 | 0 | 0 | 0 | 0 | 0 | 0 | 0 | 0 | 0 | 0 | 0 | 0 | 0 | 0 | 0 | 0 | 0 | 0 | 0 | 0 | 0 | 0 | 0 | 0 | 0 | 0 | -1 | 0 | 0 | 0 | 0 | 0 | 0 | 0 | 0 | 0 | 0 | 0 | 0 | 0 | 0 | 0 | 0 | 0 | 0 | 0 | 0 | 0 | 0 | 0 | 0 | 0 | 0 | 0 | 0 | 0 | 0 | 0 | 0 | 0 | 0 | 0 | 0 | 0 | 0 | 0 | 0 | 0 | 0 | 0 | 0 | 0 | 0 | 0 | 0
l110 | 0 | 0 | 0 | 0 | 0 | 0 | 0 | 0 | 0 | 0 | 0 | 0 | 0 | 0 | 0 | 0 | 0 | 0 | 0 | 0 | 0 | 0 | 0 | 0 | 0 | 0 | 0 | 0 | 0 | 0 | 0 | 0 | 0 | 0 | 0 | 0 | 0 | 0 | 0 | 0 | 0 | 0 | 0 | 0 | 0 | 0 | 0 | 0 | 0 | 0 | 0 | 0 | 0 | 0 | 0 | 0 | 0 | 0 | 0 | 0 | 0 | 0 | 0 | 0 | 0 | 0 | 0 | 0 | 0 | 1 | -1 | 0 | 0 | 0 | 0 | 0 | 0 | 0 | 0 | 0 | 0 | 0 | 0 | 0 | 0 | 0 | 0 | 0 | 0 | 0 | 0 | 0 | 0 | 0 | 0 | 0 | 0 | 0 | 0 | 0 | 0 | 0 | 0 | 0 | 0 | 0 | 0 | 0 | 0 | 0 | 0 | 0 | 0 | 0 | 0 | 0 | 0 | 0
l111 | 0 | 0 | 0 | 0 | 0 | 0 | 0 | 0 | 0 | 0 | 0 | 0 | 0 | 0 | 0 | 0 | 0 | 0 | 0 | 0 | 0 | 0 | 0 | 1 | 0 | 0 | 0 | 0 | 0 | 0 | 0 | 0 | 0 | 0 | 0 | 0 | 0 | 0 | 0 | 0 | 0 | 0 | 0 | 0 | 0 | 0 | 0 | 0 | 0 | 0 | 0 | 0 | 0 | 0 | 0 | 0 | 0 | 0 | 0 | 0 | 0 | 0 | 0 | 0 | 0 | 0 | 0 | 0 | 0 | 0 | 0 | -1 | 0 | 0 | 0 | 0 | 0 | 0 | 0 | 0 | 0 | 0 | 0 | 0 | 0 | 0 | 0 | 0 | 0 | 0 | 0 | 0 | 0 | 0 | 0 | 0 | 0 | 0 | 0 | 0 | 0 | 0 | 0 | 0 | 0 | 0 | 0 | 0 | 0 | 0 | 0 | 0 | 0 | 0 | 0 | 0 | 0 | 0
l112 | 0 | 0 | 0 | 0 | 0 | 0 | 0 | 0 | 0 | 0 | 0 | 0 | 0 | 0 | 0 | 0 | 0 | 0 | 0 | 0 | 0 | 0 | 0 | 0 | 0 | 0 | 0 | 0 | 0 | 0 | 0 | 0 | 0 | 0 | 0 | 0 | 0 | 0 | 0 | 0 | 0 | 0 | 0 | 0 | 0 | 0 | 0 | 0 | 0 | 0 | 0 | 0 | 0 | 0 | 0 | 0 | 0 | 0 | 0 | 0 | 0 | 0 | 0 | 0 | 0 | 0 | 0 | 0 | 0 | 0 | 1 | -1 | 0 | 0 | 0 | 0 | 0 | 0 | 0 | 0 | 0 | 0 | 0 | 0 | 0 | 0 | 0 | 0 | 0 | 0 | 0 | 0 | 0 | 0 | 0 | 0 | 0 | 0 | 0 | 0 | 0 | 0 | 0 | 0 | 0 | 0 | 0 | 0 | 0 | 0 | 0 | 0 | 0 | 0 | 0 | 0 | 0 | 0
l113 | 0 | 0 | 0 | 0 | 0 | 0 | 0 | 0 | 0 | 0 | 0 | 0 | 0 | 0 | 0 | 0 | 0 | 0 | 0 | 0 | 0 | 0 | 0 | 0 | 0 | 0 | 0 | 0 | 0 | 0 | 0 | 0 | 0 | 0 | 0 | 0 | 0 | 0 | 0 | 0 | 0 | 0 | 0 | 0 | 0 | 0 | 0 | 0 | 0 | 0 | 0 | 0 | 0 | 0 | 0 | 0 | 0 | 0 | 0 | 0 | 0 | 0 | 0 | 0 | 0 | 0 | 0 | 0 | 0 | 0 | 1 | 0 | -1 | 0 | 0 | 0 | 0 | 0 | 0 | 0 | 0 | 0 | 0 | 0 | 0 | 0 | 0 | 0 | 0 | 0 | 0 | 0 | 0 | 0 | 0 | 0 | 0 | 0 | 0 | 0 | 0 | 0 | 0 | 0 | 0 | 0 | 0 | 0 | 0 | 0 | 0 | 0 | 0 | 0 | 0 | 0 | 0 | 0
l114 | 0 | 0 | 0 | 0 | 0 | 0 | 0 | 0 | 0 | 0 | 0 | 0 | 0 | 0 | 0 | 0 | 0 | 0 | 0 | 0 | 0 | 0 | 0 | 0 | 0 | 0 | 0 | 0 | 0 | 0 | 0 | 0 | 0 | 0 | 0 | 0 | 0 | 0 | 0 | 0 | 0 | 0 | 0 | 0 | 0 | 0 | 0 | 0 | 0 | 0 | 0 | 0 | 0 | 0 | 0 | 0 | 0 | 0 | 0 | 0 | 0 | 0 | 0 | 0 | 0 | 0 | 0 | 0 | 0 | 1 | 0 | 0 | 0 | -1 | 0 | 0 | 0 | 0 | 0 | 0 | 0 | 0 | 0 | 0 | 0 | 0 | 0 | 0 | 0 | 0 | 0 | 0 | 0 | 0 | 0 | 0 | 0 | 0 | 0 | 0 | 0 | 0 | 0 | 0 | 0 | 0 | 0 | 0 | 0 | 0 | 0 | 0 | 0 | 0 | 0 | 0 | 0 | 0
l115 | 0 | 0 | 0 | 0 | 0 | 0 | 0 | 0 | 0 | 0 | 0 | 0 | 0 | 0 | 0 | 0 | 0 | 0 | 0 | 0 | 0 | 0 | 0 | 0 | 0 | 0 | 0 | 0 | 0 | 0 | 0 | 0 | 0 | 0 | 0 | 0 | 0 | 0 | 0 | 0 | 0 | 0 | 0 | 0 | 0 | 0 | 0 | 0 | 0 | 0 | 0 | 0 | 0 | 0 | 0 | 0 | 0 | 0 | 0 | 0 | 0 | 0 | 0 | 0 | 0 | 0 | 0 | 0 | 0 | 1 | 0 | 0 | 0 | 0 | -1 | 0 | 0 | 0 | 0 | 0 | 0 | 0 | 0 | 0 | 0 | 0 | 0 | 0 | 0 | 0 | 0 | 0 | 0 | 0 | 0 | 0 | 0 | 0 | 0 | 0 | 0 | 0 | 0 | 0 | 0 | 0 | 0 | 0 | 0 | 0 | 0 | 0 | 0 | 0 | 0 | 0 | 0 | 0
l116 | 0 | 0 | 0 | 0 | 0 | 0 | 0 | 0 | 0 | 0 | 0 | 0 | 0 | 0 | 0 | 0 | 0 | 0 | 0 | 0 | 0 | 0 | 0 | 0 | 0 | 0 | 0 | 0 | 0 | 0 | 0 | 0 | 0 | 0 | 0 | 0 | 0 | 0 | 0 | 0 | 0 | 0 | 0 | 0 | 0 | 0 | 0 | 0 | 0 | 0 | 0 | 0 | 0 | 0 | 0 | 0 | 0 | 0 | 0 | 0 | 0 | 0 | 0 | 0 | 0 | 0 | 0 | 0 | 1 | 0 | 0 | 0 | 0 | 0 | -1 | 0 | 0 | 0 | 0 | 0 | 0 | 0 | 0 | 0 | 0 | 0 | 0 | 0 | 0 | 0 | 0 | 0 | 0 | 0 | 0 | 0 | 0 | 0 | 0 | 0 | 0 | 0 | 0 | 0 | 0 | 0 | 0 | 0 | 0 | 0 | 0 | 0 | 0 | 0 | 0 | 0 | 0 | 0
l117 | 0 | 0 | 0 | 0 | 0 | 0 | 0 | 0 | 0 | 0 | 0 | 0 | 0 | 0 | 0 | 0 | 0 | 0 | 0 | 0 | 0 | 0 | 0 | 0 | 0 | 0 | 0 | 0 | 0 | 0 | 0 | 0 | 0 | 0 | 0 | 0 | 0 | 0 | 0 | 0 | 0 | 0 | 0 | 0 | 0 | 0 | 0 | 0 | 0 | 0 | 0 | 0 | 0 | 0 | 0 | 0 | 0 | 0 | 0 | 0 | 0 | 0 | 0 | 0 | 0 | 0 | 0 | 0 | 0 | 0 | 0 | 0 | 0 | 1 | -1 | 0 | 0 | 0 | 0 | 0 | 0 | 0 | 0 | 0 | 0 | 0 | 0 | 0 | 0 | 0 | 0 | 0 | 0 | 0 | 0 | 0 | 0 | 0 | 0 | 0 | 0 | 0 | 0 | 0 | 0 | 0 | 0 | 0 | 0 | 0 | 0 | 0 | 0 | 0 | 0 | 0 | 0 | 0
l118 | 0 | 0 | 0 | 0 | 0 | 0 | 0 | 0 | 0 | 0 | 0 | 0 | 0 | 0 | 0 | 0 | 0 | 0 | 0 | 0 | 0 | 0 | 0 | 0 | 0 | 0 | 0 | 0 | 0 | 0 | 0 | 0 | 0 | 0 | 0 | 0 | 0 | 0 | 0 | 0 | 0 | 0 | 0 | 0 | 0 | 0 | 0 | 0 | 0 | 0 | 0 | 0 | 0 | 0 | 0 | 0 | 0 | 0 | 0 | 0 | 0 | 0 | 0 | 0 | 0 | 0 | 0 | 0 | 0 | 0 | 0 | 0 | 0 | 0 | 0 | 1 | -1 | 0 | 0 | 0 | 0 | 0 | 0 | 0 | 0 | 0 | 0 | 0 | 0 | 0 | 0 | 0 | 0 | 0 | 0 | 0 | 0 | 0 | 0 | 0 | 0 | 0 | 0 | 0 | 0 | 0 | 0 | 0 | 0 | 0 | 0 | 0 | 0 | 0 | 0 | 0 | 0 | 0
l119 | 0 | 0 | 0 | 0 | 0 | 0 | 0 | 0 | 0 | 0 | 0 | 0 | 0 | 0 | 0 | 0 | 0 | 0 | 0 | 0 | 0 | 0 | 0 | 0 | 0 | 0 | 0 | 0 | 0 | 0 | 0 | 0 | 0 | 0 | 0 | 0 | 0 | 0 | 0 | 0 | 0 | 0 | 0 | 0 | 0 | 0 | 0 | 0 | 0 | 0 | 0 | 0 | 0 | 0 | 0 | 0 | 0 | 0 | 0 | 0 | 0 | 0 | 0 | 0 | 0 | 0 | 0 | 0 | 1 | 0 | 0 | 0 | 0 | 0 | 0 | 0 | -1 | 0 | 0 | 0 | 0 | 0 | 0 | 0 | 0 | 0 | 0 | 0 | 0 | 0 | 0 | 0 | 0 | 0 | 0 | 0 | 0 | 0 | 0 | 0 | 0 | 0 | 0 | 0 | 0 | 0 | 0 | 0 | 0 | 0 | 0 | 0 | 0 | 0 | 0 | 0 | 0 | 0
l120 | 0 | 0 | 0 | 0 | 0 | 0 | 0 | 0 | 0 | 0 | 0 | 0 | 0 | 0 | 0 | 0 | 0 | 0 | 0 | 0 | 0 | 0 | 0 | 0 | 0 | 0 | 0 | 0 | 0 | 0 | 0 | 0 | 0 | 0 | 0 | 0 | 0 | 0 | 0 | 0 | 0 | 0 | 0 | 0 | 0 | 0 | 0 | 0 | 0 | 0 | 0 | 0 | 0 | 0 | 0 | 0 | 0 | 0 | 0 | 0 | 0 | 0 | 0 | 0 | 0 | 0 | 0 | 0 | 0 | 0 | 0 | 0 | 0 | 0 | 1 | 0 | -1 | 0 | 0 | 0 | 0 | 0 | 0 | 0 | 0 | 0 | 0 | 0 | 0 | 0 | 0 | 0 | 0 | 0 | 0 | 0 | 0 | 0 | 0 | 0 | 0 | 0 | 0 | 0 | 0 | 0 | 0 | 0 | 0 | 0 | 0 | 0 | 0 | 0 | 0 | 0 | 0 | 0
l121 | 0 | 0 | 0 | 0 | 0 | 0 | 0 | 0 | 0 | 0 | 0 | 0 | 0 | 0 | 0 | 0 | 0 | 0 | 0 | 0 | 0 | 0 | 0 | 0 | 0 | 0 | 0 | 0 | 0 | 0 | 0 | 0 | 0 | 0 | 0 | 0 | 0 | 0 | 0 | 0 | 0 | 0 | 0 | 0 | 0 | 0 | 0 | 0 | 0 | 0 | 0 | 0 | 0 | 0 | 0 | 0 | 0 | 0 | 0 | 0 | 0 | 0 | 0 | 0 | 0 | 0 | 0 | 0 | 0 | 0 | 0 | 0 | 0 | 0 | 0 | 0 | 1 | -1 | 0 | 0 | 0 | 0 | 0 | 0 | 0 | 0 | 0 | 0 | 0 | 0 | 0 | 0 | 0 | 0 | 0 | 0 | 0 | 0 | 0 | 0 | 0 | 0 | 0 | 0 | 0 | 0 | 0 | 0 | 0 | 0 | 0 | 0 | 0 | 0 | 0 | 0 | 0 | 0
l122 | 0 | 0 | 0 | 0 | 0 | 0 | 0 | 0 | 0 | 0 | 0 | 0 | 0 | 0 | 0 | 0 | 0 | 0 | 0 | 0 | 0 | 0 | 0 | 0 | 0 | 0 | 0 | 0 | 0 | 0 | 0 | 0 | 0 | 0 | 0 | 0 | 0 | 0 | 0 | 0 | 0 | 0 | 0 | 0 | 0 | 0 | 0 | 0 | 0 | 0 | 0 | 0 | 0 | 0 | 0 | 0 | 0 | 0 | 0 | 0 | 0 | 0 | 0 | 0 | 0 | 0 | 0 | 0 | 0 | 0 | 0 | 0 | 0 | 0 | 0 | 0 | 0 | 1 | -1 | 0 | 0 | 0 | 0 | 0 | 0 | 0 | 0 | 0 | 0 | 0 | 0 | 0 | 0 | 0 | 0 | 0 | 0 | 0 | 0 | 0 | 0 | 0 | 0 | 0 | 0 | 0 | 0 | 0 | 0 | 0 | 0 | 0 | 0 | 0 | 0 | 0 | 0 | 0
l123 | 0 | 0 | 0 | 0 | 0 | 0 | 0 | 0 | 0 | 0 | 0 | 0 | 0 | 0 | 0 | 0 | 0 | 0 | 0 | 0 | 0 | 0 | 0 | 0 | 0 | 0 | 0 | 0 | 0 | 0 | 0 | 0 | 0 | 0 | 0 | 0 | 0 | 0 | 0 | 0 | 0 | 0 | 0 | 0 | 0 | 0 | 0 | 0 | 0 | 0 | 0 | 0 | 0 | 0 | 0 | 0 | 0 | 0 | 0 | 0 | 0 | 0 | 0 | 0 | 0 | 0 | 0 | 0 | 0 | 0 | 0 | 0 | 0 | 0 | 0 | 0 | 1 | 0 | 0 | -1 | 0 | 0 | 0 | 0 | 0 | 0 | 0 | 0 | 0 | 0 | 0 | 0 | 0 | 0 | 0 | 0 | 0 | 0 | 0 | 0 | 0 | 0 | 0 | 0 | 0 | 0 | 0 | 0 | 0 | 0 | 0 | 0 | 0 | 0 | 0 | 0 | 0 | 0
l124 | 0 | 0 | 0 | 0 | 0 | 0 | 0 | 0 | 0 | 0 | 0 | 0 | 0 | 0 | 0 | 0 | 0 | 0 | 0 | 0 | 0 | 0 | 0 | 0 | 0 | 0 | 0 | 0 | 0 | 0 | 0 | 0 | 0 | 0 | 0 | 0 | 0 | 0 | 0 | 0 | 0 | 0 | 0 | 0 | 0 | 0 | 0 | 0 | 0 | 0 | 0 | 0 | 0 | 0 | 0 | 0 | 0 | 0 | 0 | 0 | 0 | 0 | 0 | 0 | 0 | 0 | 0 | 0 | 0 | 0 | 0 | 0 | 0 | 0 | 0 | 0 | 1 | 0 | 0 | -1 | 0 | 0 | 0 | 0 | 0 | 0 | 0 | 0 | 0 | 0 | 0 | 0 | 0 | 0 | 0 | 0 | 0 | 0 | 0 | 0 | 0 | 0 | 0 | 0 | 0 | 0 | 0 | 0 | 0 | 0 | 0 | 0 | 0 | 0 | 0 | 0 | 0 | 0
l125 | 0 | 0 | 0 | 0 | 0 | 0 | 0 | 0 | 0 | 0 | 0 | 0 | 0 | 0 | 0 | 0 | 0 | 0 | 0 | 0 | 0 | 0 | 0 | 0 | 0 | 0 | 0 | 0 | 0 | 0 | 0 | 0 | 0 | 0 | 0 | 0 | 0 | 0 | 0 | 0 | 0 | 0 | 0 | 0 | 0 | 0 | 0 | 0 | 0 | 0 | 0 | 0 | 0 | 0 | 0 | 0 | 0 | 0 | 0 | 0 | 0 | 0 | 0 | 0 | 0 | 0 | 0 | 0 | 0 | 0 | 0 | 0 | 0 | 0 | 0 | 0 | 0 | 0 | 1 | -1 | 0 | 0 | 0 | 0 | 0 | 0 | 0 | 0 | 0 | 0 | 0 | 0 | 0 | 0 | 0 | 0 | 0 | 0 | 0 | 0 | 0 | 0 | 0 | 0 | 0 | 0 | 0 | 0 | 0 | 0 | 0 | 0 | 0 | 0 | 0 | 0 | 0 | 0
l126 | 0 | 0 | 0 | 0 | 0 | 0 | 0 | 0 | 0 | 0 | 0 | 0 | 0 | 0 | 0 | 0 | 0 | 0 | 0 | 0 | 0 | 0 | 0 | 0 | 0 | 0 | 0 | 0 | 0 | 0 | 0 | 0 | 0 | 0 | 0 | 0 | 0 | 0 | 0 | 0 | 0 | 0 | 0 | 0 | 0 | 0 | 0 | 0 | 0 | 0 | 0 | 0 | 0 | 0 | 0 | 0 | 0 | 0 | 0 | 0 | 0 | 0 | 0 | 0 | 0 | 0 | 0 | 1 | 0 | 0 | 0 | 0 | 0 | 0 | 0 | 0 | 0 | 0 | 0 | 0 | -1 | 0 | 0 | 0 | 0 | 0 | 0 | 0 | 0 | 0 | 0 | 0 | 0 | 0 | 0 | 0 | 0 | 0 | 0 | 0 | 0 | 0 | 0 | 0 | 0 | 0 | 0 | 0 | 0 | 0 | 0 | 0 | 0 | 0 | 0 | 0 | 0 | 0
l127 | 0 | 0 | 0 | 0 | 0 | 0 | 0 | 0 | 0 | 0 | 0 | 0 | 0 | 0 | 0 | 0 | 0 | 0 | 0 | 0 | 0 | 0 | 0 | 0 | 0 | 0 | 0 | 0 | 0 | 0 | 0 | 0 | 0 | 0 | 0 | 0 | 0 | 0 | 0 | 0 | 0 | 0 | 0 | 0 | 0 | 0 | 0 | 0 | 0 | 0 | 0 | 0 | 0 | 0 | 0 | 0 | 0 | 0 | 0 | 0 | 0 | 0 | 0 | 0 | 0 | 0 | 0 | 0 | 0 | 0 | 0 | 0 | 0 | 0 | 0 | 0 | 0 | 0 | 0 | 1 | -1 | 0 | 0 | 0 | 0 | 0 | 0 | 0 | 0 | 0 | 0 | 0 | 0 | 0 | 0 | 0 | 0 | 0 | 0 | 0 | 0 | 0 | 0 | 0 | 0 | 0 | 0 | 0 | 0 | 0 | 0 | 0 | 0 | 0 | 0 | 0 | 0 | 0
l128 | 0 | 0 | 0 | 0 | 0 | 0 | 0 | 0 | 0 | 0 | 0 | 0 | 0 | 0 | 0 | 0 | 0 | 0 | 0 | 0 | 0 | 0 | 0 | 0 | 0 | 0 | 0 | 0 | 0 | 0 | 0 | 0 | 0 | 0 | 0 | 0 | 0 | 0 | 0 | 0 | 0 | 0 | 0 | 0 | 0 | 0 | 0 | 0 | 0 | 0 | 0 | 0 | 0 | 0 | 0 | 0 | 0 | 0 | 0 | 0 | 0 | 0 | 0 | 0 | 0 | 0 | 0 | 0 | 0 | 0 | 0 | 0 | 0 | 0 | 0 | 0 | 1 | 0 | 0 | 0 | 0 | -1 | 0 | 0 | 0 | 0 | 0 | 0 | 0 | 0 | 0 | 0 | 0 | 0 | 0 | 0 | 0 | 0 | 0 | 0 | 0 | 0 | 0 | 0 | 0 | 0 | 0 | 0 | 0 | 0 | 0 | 0 | 0 | 0 | 0 | 0 | 0 | 0
l129 | 0 | 0 | 0 | 0 | 0 | 0 | 0 | 0 | 0 | 0 | 0 | 0 | 0 | 0 | 0 | 0 | 0 | 0 | 0 | 0 | 0 | 0 | 0 | 0 | 0 | 0 | 0 | 0 | 0 | 0 | 0 | 0 | 0 | 0 | 0 | 0 | 0 | 0 | 0 | 0 | 0 | 0 | 0 | 0 | 0 | 0 | 0 | 0 | 0 | 0 | 0 | 0 | 0 | 0 | 0 | 0 | 0 | 0 | 0 | 0 | 0 | 0 | 0 | 0 | 0 | 0 | 0 | 0 | 0 | 0 | 0 | 0 | 0 | 0 | 0 | 0 | 0 | 0 | 0 | 0 | 0 | 1 | -1 | 0 | 0 | 0 | 0 | 0 | 0 | 0 | 0 | 0 | 0 | 0 | 0 | 0 | 0 | 0 | 0 | 0 | 0 | 0 | 0 | 0 | 0 | 0 | 0 | 0 | 0 | 0 | 0 | 0 | 0 | 0 | 0 | 0 | 0 | 0
l130 | 0 | 0 | 0 | 0 | 0 | 0 | 0 | 0 | 0 | 0 | 0 | 0 | 0 | 0 | 0 | 0 | 0 | 0 | 0 | 0 | 0 | 0 | 0 | 0 | 0 | 0 | 0 | 0 | 0 | 0 | 0 | 0 | 0 | 0 | 0 | 0 | 0 | 0 | 0 | 0 | 0 | 0 | 0 | 0 | 0 | 0 | 0 | 0 | 0 | 0 | 0 | 0 | 0 | 0 | 0 | 0 | 0 | 0 | 0 | 0 | 0 | 0 | 0 | 0 | 0 | 0 | 0 | 0 | 0 | 0 | 0 | 0 | 0 | 0 | 0 | 0 | 0 | 0 | 0 | 0 | 0 | 0 | 1 | -1 | 0 | 0 | 0 | 0 | 0 | 0 | 0 | 0 | 0 | 0 | 0 | 0 | 0 | 0 | 0 | 0 | 0 | 0 | 0 | 0 | 0 | 0 | 0 | 0 | 0 | 0 | 0 | 0 | 0 | 0 | 0 | 0 | 0 | 0
l131 | 0 | 0 | 0 | 0 | 0 | 0 | 0 | 0 | 0 | 0 | 0 | 0 | 0 | 0 | 0 | 0 | 0 | 0 | 0 | 0 | 0 | 0 | 0 | 0 | 0 | 0 | 0 | 0 | 0 | 0 | 0 | 0 | 0 | 0 | 0 | 0 | 0 | 0 | 0 | 0 | 0 | 0 | 0 | 0 | 0 | 0 | 0 | 0 | 0 | 0 | 0 | 0 | 0 | 0 | 0 | 0 | 0 | 0 | 0 | 0 | 0 | 0 | 0 | 0 | 0 | 0 | 0 | 0 | 0 | 0 | 0 | 0 | 0 | 0 | 0 | 0 | 0 | 0 | 0 | 0 | 0 | 0 | 1 | 0 | -1 | 0 | 0 | 0 | 0 | 0 | 0 | 0 | 0 | 0 | 0 | 0 | 0 | 0 | 0 | 0 | 0 | 0 | 0 | 0 | 0 | 0 | 0 | 0 | 0 | 0 | 0 | 0 | 0 | 0 | 0 | 0 | 0 | 0
l132 | 0 | 0 | 0 | 0 | 0 | 0 | 0 | 0 | 0 | 0 | 0 | 0 | 0 | 0 | 0 | 0 | 0 | 0 | 0 | 0 | 0 | 0 | 0 | 0 | 0 | 0 | 0 | 0 | 0 | 0 | 0 | 0 | 0 | 0 | 0 | 0 | 0 | 0 | 0 | 0 | 0 | 0 | 0 | 0 | 0 | 0 | 0 | 0 | 0 | 0 | 0 | 0 | 0 | 0 | 0 | 0 | 0 | 0 | 0 | 0 | 0 | 0 | 0 | 0 | 0 | 0 | 0 | 0 | 0 | 0 | 0 | 0 | 0 | 0 | 0 | 0 | 0 | 0 | 0 | 0 | 0 | 0 | 0 | 1 | -1 | 0 | 0 | 0 | 0 | 0 | 0 | 0 | 0 | 0 | 0 | 0 | 0 | 0 | 0 | 0 | 0 | 0 | 0 | 0 | 0 | 0 | 0 | 0 | 0 | 0 | 0 | 0 | 0 | 0 | 0 | 0 | 0 | 0
l133 | 0 | 0 | 0 | 0 | 0 | 0 | 0 | 0 | 0 | 0 | 0 | 0 | 0 | 0 | 0 | 0 | 0 | 0 | 0 | 0 | 0 | 0 | 0 | 0 | 0 | 0 | 0 | 0 | 0 | 0 | 0 | 0 | 0 | 0 | 0 | 0 | 0 | 0 | 0 | 0 | 0 | 0 | 0 | 0 | 0 | 0 | 0 | 0 | 0 | 0 | 0 | 0 | 0 | 0 | 0 | 0 | 0 | 0 | 0 | 0 | 0 | 0 | 0 | 0 | 0 | 0 | 0 | 0 | 0 | 0 | 0 | 0 | 0 | 0 | 0 | 0 | 0 | 0 | 0 | 0 | 0 | 0 | 0 | 0 | 1 | -1 | 0 | 0 | 0 | 0 | 0 | 0 | 0 | 0 | 0 | 0 | 0 | 0 | 0 | 0 | 0 | 0 | 0 | 0 | 0 | 0 | 0 | 0 | 0 | 0 | 0 | 0 | 0 | 0 | 0 | 0 | 0 | 0
l134 | 0 | 0 | 0 | 0 | 0 | 0 | 0 | 0 | 0 | 0 | 0 | 0 | 0 | 0 | 0 | 0 | 0 | 0 | 0 | 0 | 0 | 0 | 0 | 0 | 0 | 0 | 0 | 0 | 0 | 0 | 0 | 0 | 0 | 0 | 0 | 0 | 0 | 0 | 0 | 0 | 0 | 0 | 0 | 0 | 0 | 0 | 0 | 0 | 0 | 0 | 0 | 0 | 0 | 0 | 0 | 0 | 0 | 0 | 0 | 0 | 0 | 0 | 0 | 0 | 0 | 0 | 0 | 0 | 0 | 0 | 0 | 0 | 0 | 0 | 0 | 0 | 0 | 0 | 0 | 0 | 0 | 0 | 0 | 0 | 0 | 1 | -1 | 0 | 0 | 0 | 0 | 0 | 0 | 0 | 0 | 0 | 0 | 0 | 0 | 0 | 0 | 0 | 0 | 0 | 0 | 0 | 0 | 0 | 0 | 0 | 0 | 0 | 0 | 0 | 0 | 0 | 0 | 0
l135 | 0 | 0 | 0 | 0 | 0 | 0 | 0 | 0 | 0 | 0 | 0 | 0 | 0 | 0 | 0 | 0 | 0 | 0 | 0 | 0 | 0 | 0 | 0 | 0 | 0 | 0 | 0 | 0 | 0 | 0 | 0 | 0 | 0 | 0 | 0 | 0 | 0 | 0 | 0 | 0 | 0 | 0 | 0 | 0 | 0 | 0 | 0 | 0 | 0 | 0 | 0 | 0 | 0 | 0 | 0 | 0 | 0 | 0 | 0 | 0 | 0 | 0 | 0 | 0 | 0 | 0 | 0 | 0 | 0 | 0 | 0 | 0 | 0 | 0 | 0 | 0 | 0 | 0 | 0 | 0 | 0 | 0 | 0 | 0 | 1 | 0 | 0 | -1 | 0 | 0 | 0 | 0 | 0 | 0 | 0 | 0 | 0 | 0 | 0 | 0 | 0 | 0 | 0 | 0 | 0 | 0 | 0 | 0 | 0 | 0 | 0 | 0 | 0 | 0 | 0 | 0 | 0 | 0
l136 | 0 | 0 | 0 | 0 | 0 | 0 | 0 | 0 | 0 | 0 | 0 | 0 | 0 | 0 | 0 | 0 | 0 | 0 | 0 | 0 | 0 | 0 | 0 | 0 | 0 | 0 | 0 | 0 | 0 | 0 | 0 | 0 | 0 | 0 | 0 | 0 | 0 | 0 | 0 | 0 | 0 | 0 | 0 | 0 | 0 | 0 | 0 | 0 | 0 | 0 | 0 | 0 | 0 | 0 | 0 | 0 | 0 | 0 | 0 | 0 | 0 | 0 | 0 | 0 | 0 | 0 | 0 | 0 | 0 | 0 | 0 | 0 | 0 | 0 | 0 | 0 | 0 | 0 | 0 | 0 | 0 | 0 | 0 | 0 | 1 | 0 | 0 | 0 | -1 | 0 | 0 | 0 | 0 | 0 | 0 | 0 | 0 | 0 | 0 | 0 | 0 | 0 | 0 | 0 | 0 | 0 | 0 | 0 | 0 | 0 | 0 | 0 | 0 | 0 | 0 | 0 | 0 | 0
l137 | 0 | 0 | 0 | 0 | 0 | 0 | 0 | 0 | 0 | 0 | 0 | 0 | 0 | 0 | 0 | 0 | 0 | 0 | 0 | 0 | 0 | 0 | 0 | 0 | 0 | 0 | 0 | 0 | 0 | 0 | 0 | 0 | 0 | 0 | 0 | 0 | 0 | 0 | 0 | 0 | 0 | 0 | 0 | 0 | 0 | 0 | 0 | 0 | 0 | 0 | 0 | 0 | 0 | 0 | 0 | 0 | 0 | 0 | 0 | 0 | 0 | 0 | 0 | 0 | 0 | 0 | 0 | 0 | 0 | 0 | 0 | 0 | 0 | 0 | 0 | 0 | 0 | 0 | 0 | 0 | 0 | 0 | 0 | 0 | 0 | 0 | 0 | 1 | -1 | 0 | 0 | 0 | 0 | 0 | 0 | 0 | 0 | 0 | 0 | 0 | 0 | 0 | 0 | 0 | 0 | 0 | 0 | 0 | 0 | 0 | 0 | 0 | 0 | 0 | 0 | 0 | 0 | 0
l138 | 0 | 0 | 0 | 0 | 0 | 0 | 0 | 0 | 0 | 0 | 0 | 0 | 0 | 0 | 0 | 0 | 0 | 0 | 0 | 0 | 0 | 0 | 0 | 0 | 0 | 0 | 0 | 0 | 0 | 0 | 0 | 0 | 0 | 0 | 0 | 0 | 0 | 0 | 0 | 0 | 0 | 0 | 0 | 0 | 0 | 0 | 0 | 0 | 0 | 0 | 0 | 0 | 0 | 0 | 0 | 0 | 0 | 0 | 0 | 0 | 0 | 0 | 0 | 0 | 0 | 0 | 0 | 0 | 0 | 0 | 0 | 0 | 0 | 0 | 0 | 0 | 0 | 0 | 0 | 0 | 0 | 0 | 0 | 0 | 0 | 0 | 0 | 0 | 1 | -1 | 0 | 0 | 0 | 0 | 0 | 0 | 0 | 0 | 0 | 0 | 0 | 0 | 0 | 0 | 0 | 0 | 0 | 0 | 0 | 0 | 0 | 0 | 0 | 0 | 0 | 0 | 0 | 0
l139 | 0 | 0 | 0 | 0 | 0 | 0 | 0 | 0 | 0 | 0 | 0 | 0 | 0 | 0 | 0 | 0 | 0 | 0 | 0 | 0 | 0 | 0 | 0 | 0 | 0 | 0 | 0 | 0 | 0 | 0 | 0 | 0 | 0 | 0 | 0 | 0 | 0 | 0 | 0 | 0 | 0 | 0 | 0 | 0 | 0 | 0 | 0 | 0 | 0 | 0 | 0 | 0 | 0 | 0 | 0 | 0 | 0 | 0 | 0 | 0 | 0 | 0 | 0 | 0 | 0 | 0 | 0 | 0 | 0 | 0 | 0 | 0 | 0 | 0 | 0 | 0 | 0 | 0 | 0 | 0 | 0 | 0 | 0 | 0 | 0 | 0 | 0 | 0 | 1 | -1 | 0 | 0 | 0 | 0 | 0 | 0 | 0 | 0 | 0 | 0 | 0 | 0 | 0 | 0 | 0 | 0 | 0 | 0 | 0 | 0 | 0 | 0 | 0 | 0 | 0 | 0 | 0 | 0
l140 | 0 | 0 | 0 | 0 | 0 | 0 | 0 | 0 | 0 | 0 | 0 | 0 | 0 | 0 | 0 | 0 | 0 | 0 | 0 | 0 | 0 | 0 | 0 | 0 | 0 | 0 | 0 | 0 | 0 | 0 | 0 | 0 | 0 | 0 | 0 | 0 | 0 | 0 | 0 | 0 | 0 | 0 | 0 | 0 | 0 | 0 | 0 | 0 | 0 | 0 | 0 | 0 | 0 | 0 | 0 | 0 | 0 | 0 | 0 | 0 | 0 | 0 | 0 | 0 | 0 | 0 | 0 | 0 | 0 | 0 | 0 | 0 | 0 | 0 | 0 | 0 | 0 | 0 | 0 | 0 | 0 | 0 | 0 | 0 | 0 | 0 | 0 | 0 | 0 | 1 | -1 | 0 | 0 | 0 | 0 | 0 | 0 | 0 | 0 | 0 | 0 | 0 | 0 | 0 | 0 | 0 | 0 | 0 | 0 | 0 | 0 | 0 | 0 | 0 | 0 | 0 | 0 | 0
l141 | 0 | 0 | 0 | 0 | 0 | 0 | 0 | 0 | 0 | 0 | 0 | 0 | 0 | 0 | 0 | 0 | 0 | 0 | 0 | 0 | 0 | 0 | 0 | 0 | 0 | 0 | 0 | 0 | 0 | 0 | 0 | 0 | 0 | 0 | 0 | 0 | 0 | 0 | 0 | 0 | 0 | 0 | 0 | 0 | 0 | 0 | 0 | 0 | 0 | 0 | 0 | 0 | 0 | 0 | 0 | 0 | 0 | 0 | 0 | 0 | 0 | 0 | 0 | 0 | 0 | 0 | 0 | 0 | 0 | 0 | 0 | 0 | 0 | 0 | 0 | 0 | 0 | 0 | 0 | 0 | 0 | 0 | 0 | 0 | 0 | 0 | 0 | 0 | 1 | 0 | 0 | -1 | 0 | 0 | 0 | 0 | 0 | 0 | 0 | 0 | 0 | 0 | 0 | 0 | 0 | 0 | 0 | 0 | 0 | 0 | 0 | 0 | 0 | 0 | 0 | 0 | 0 | 0
l142 | 0 | 0 | 0 | 0 | 0 | 0 | 0 | 0 | 0 | 0 | 0 | 0 | 0 | 0 | 0 | 0 | 0 | 0 | 0 | 0 | 0 | 0 | 0 | 0 | 0 | 0 | 0 | 0 | 0 | 0 | 0 | 0 | 0 | 0 | 0 | 0 | 0 | 0 | 0 | 0 | 0 | 0 | 0 | 0 | 0 | 0 | 0 | 0 | 0 | 0 | 0 | 0 | 0 | 0 | 0 | 0 | 0 | 0 | 0 | 0 | 0 | 0 | 0 | 0 | 0 | 0 | 0 | 0 | 0 | 0 | 0 | 0 | 0 | 0 | 0 | 0 | 0 | 0 | 0 | 0 | 0 | 0 | 0 | 0 | 0 | 0 | 0 | 0 | 1 | 0 | 0 | -1 | 0 | 0 | 0 | 0 | 0 | 0 | 0 | 0 | 0 | 0 | 0 | 0 | 0 | 0 | 0 | 0 | 0 | 0 | 0 | 0 | 0 | 0 | 0 | 0 | 0 | 0
l143 | 0 | 0 | 0 | 0 | 0 | 0 | 0 | 0 | 0 | 0 | 0 | 0 | 0 | 0 | 0 | 0 | 0 | 0 | 0 | 0 | 0 | 0 | 0 | 0 | 0 | 0 | 0 | 0 | 0 | 0 | 0 | 0 | 0 | 0 | 0 | 0 | 0 | 0 | 0 | 0 | 0 | 0 | 0 | 0 | 0 | 0 | 0 | 0 | 0 | 0 | 0 | 0 | 0 | 0 | 0 | 0 | 0 | 0 | 0 | 0 | 0 | 0 | 0 | 0 | 0 | 0 | 0 | 0 | 0 | 0 | 0 | 0 | 0 | 0 | 0 | 0 | 0 | 0 | 0 | 0 | 0 | 0 | 0 | 0 | 0 | 0 | 0 | 0 | 0 | 0 | 1 | -1 | 0 | 0 | 0 | 0 | 0 | 0 | 0 | 0 | 0 | 0 | 0 | 0 | 0 | 0 | 0 | 0 | 0 | 0 | 0 | 0 | 0 | 0 | 0 | 0 | 0 | 0
l144 | 0 | 0 | 0 | 0 | 0 | 0 | 0 | 0 | 0 | 0 | 0 | 0 | 0 | 0 | 0 | 0 | 0 | 0 | 0 | 0 | 0 | 0 | 0 | 0 | 0 | 0 | 0 | 0 | 0 | 0 | 0 | 0 | 0 | 0 | 0 | 0 | 0 | 0 | 0 | 0 | 0 | 0 | 0 | 0 | 0 | 0 | 0 | 0 | 0 | 0 | 0 | 0 | 0 | 0 | 0 | 0 | 0 | 0 | 0 | 0 | 0 | 0 | 0 | 0 | 0 | 0 | 0 | 0 | 0 | 0 | 0 | 0 | 0 | 0 | 0 | 0 | 0 | 0 | 0 | 0 | 0 | 0 | 0 | 0 | 0 | 0 | 0 | 0 | 0 | 0 | 0 | 1 | -1 | 0 | 0 | 0 | 0 | 0 | 0 | 0 | 0 | 0 | 0 | 0 | 0 | 0 | 0 | 0 | 0 | 0 | 0 | 0 | 0 | 0 | 0 | 0 | 0 | 0
l145 | 0 | 0 | 0 | 0 | 0 | 0 | 0 | 0 | 0 | 0 | 0 | 0 | 0 | 0 | 0 | 0 | 0 | 0 | 0 | 0 | 0 | 0 | 0 | 0 | 0 | 0 | 0 | 0 | 0 | 0 | 0 | 0 | 0 | 0 | 0 | 0 | 0 | 0 | 0 | 0 | 0 | 0 | 0 | 0 | 0 | 0 | 0 | 0 | 0 | 0 | 0 | 0 | 0 | 0 | 0 | 0 | 0 | 0 | 0 | 0 | 0 | 0 | 0 | 0 | 0 | 0 | 0 | 0 | 0 | 0 | 0 | 0 | 0 | 0 | 0 | 0 | 0 | 0 | 0 | 0 | 0 | 0 | 0 | 0 | 0 | 0 | 0 | 0 | 0 | 0 | 0 | 1 | 0 | -1 | 0 | 0 | 0 | 0 | 0 | 0 | 0 | 0 | 0 | 0 | 0 | 0 | 0 | 0 | 0 | 0 | 0 | 0 | 0 | 0 | 0 | 0 | 0 | 0
l146 | 0 | 0 | 0 | 0 | 0 | 0 | 0 | 0 | 0 | 0 | 0 | 0 | 0 | 0 | 0 | 0 | 0 | 0 | 0 | 0 | 0 | 0 | 0 | 0 | 0 | 0 | 0 | 0 | 0 | 0 | 0 | 0 | 0 | 0 | 0 | 0 | 0 | 0 | 0 | 0 | 0 | 0 | 0 | 0 | 0 | 0 | 0 | 0 | 0 | 0 | 0 | 0 | 0 | 0 | 0 | 0 | 0 | 0 | 0 | 0 | 0 | 0 | 0 | 0 | 0 | 0 | 0 | 0 | 0 | 0 | 0 | 0 | 0 | 0 | 0 | 0 | 0 | 0 | 0 | 0 | 0 | 0 | 0 | 0 | 0 | 0 | 0 | 0 | 0 | 0 | 0 | 0 | 1 | -1 | 0 | 0 | 0 | 0 | 0 | 0 | 0 | 0 | 0 | 0 | 0 | 0 | 0 | 0 | 0 | 0 | 0 | 0 | 0 | 0 | 0 | 0 | 0 | 0
l147 | 0 | 0 | 0 | 0 | 0 | 0 | 0 | 0 | 0 | 0 | 0 | 0 | 0 | 0 | 0 | 0 | 0 | 0 | 0 | 0 | 0 | 0 | 0 | 0 | 0 | 0 | 0 | 0 | 0 | 0 | 0 | 0 | 0 | 0 | 0 | 0 | 0 | 0 | 0 | 0 | 0 | 0 | 0 | 0 | 0 | 0 | 0 | 0 | 0 | 0 | 0 | 0 | 0 | 0 | 0 | 0 | 0 | 0 | 0 | 0 | 0 | 0 | 0 | 0 | 0 | 0 | 0 | 0 | 0 | 0 | 0 | 0 | 0 | 0 | 0 | 0 | 0 | 0 | 0 | 0 | 0 | 0 | 0 | 0 | 0 | 0 | 0 | 0 | 0 | 0 | 0 | 0 | 0 | 1 | -1 | 0 | 0 | 0 | 0 | 0 | 0 | 0 | 0 | 0 | 0 | 0 | 0 | 0 | 0 | 0 | 0 | 0 | 0 | 0 | 0 | 0 | 0 | 0
l148 | 0 | 0 | 0 | 0 | 0 | 0 | 0 | 0 | 0 | 0 | 0 | 0 | 0 | 0 | 0 | 0 | 0 | 0 | 0 | 0 | 0 | 0 | 0 | 0 | 0 | 0 | 0 | 0 | 0 | 0 | 0 | 0 | 0 | 0 | 0 | 0 | 0 | 0 | 0 | 0 | 0 | 0 | 0 | 0 | 0 | 0 | 0 | 0 | 0 | 0 | 0 | 0 | 0 | 0 | 0 | 0 | 0 | 0 | 0 | 0 | 0 | 0 | 0 | 0 | 0 | 0 | 0 | 0 | 0 | 0 | 0 | 0 | 0 | 0 | 0 | 0 | 0 | 0 | 0 | 1 | 0 | 0 | 0 | 0 | 0 | 0 | 0 | 0 | 0 | 0 | 0 | 0 | 0 | 0 | 0 | -1 | 0 | 0 | 0 | 0 | 0 | 0 | 0 | 0 | 0 | 0 | 0 | 0 | 0 | 0 | 0 | 0 | 0 | 0 | 0 | 0 | 0 | 0
l149 | 0 | 0 | 0 | 0 | 0 | 0 | 0 | 0 | 0 | 0 | 0 | 0 | 0 | 0 | 0 | 0 | 0 | 0 | 0 | 0 | 0 | 0 | 0 | 0 | 0 | 0 | 0 | 0 | 0 | 0 | 0 | 0 | 0 | 0 | 0 | 0 | 0 | 0 | 0 | 0 | 0 | 0 | 0 | 0 | 0 | 0 | 0 | 0 | 0 | 0 | 0 | 0 | 0 | 0 | 0 | 0 | 0 | 0 | 0 | 0 | 0 | 0 | 0 | 0 | 0 | 0 | 0 | 0 | 0 | 0 | 0 | 0 | 0 | 0 | 0 | 0 | 0 | 0 | 0 | 0 | 0 | 1 | 0 | 0 | 0 | 0 | 0 | 0 | 0 | 0 | 0 | 0 | 0 | 0 | 0 | -1 | 0 | 0 | 0 | 0 | 0 | 0 | 0 | 0 | 0 | 0 | 0 | 0 | 0 | 0 | 0 | 0 | 0 | 0 | 0 | 0 | 0 | 0
l150 | 0 | 0 | 0 | 0 | 0 | 0 | 0 | 0 | 0 | 0 | 0 | 0 | 0 | 0 | 0 | 0 | 0 | 0 | 0 | 0 | 0 | 0 | 0 | 0 | 0 | 0 | 0 | 0 | 0 | 0 | 0 | 0 | 0 | 0 | 0 | 0 | 0 | 0 | 0 | 0 | 0 | 0 | 0 | 0 | 0 | 0 | 0 | 0 | 0 | 0 | 0 | 0 | 0 | 0 | 0 | 0 | 0 | 0 | 0 | 0 | 0 | 0 | 0 | 0 | 0 | 0 | 0 | 0 | 0 | 0 | 0 | 0 | 0 | 0 | 0 | 0 | 0 | 0 | 0 | 0 | 0 | 0 | 0 | 0 | 0 | 0 | 0 | 0 | 0 | 0 | 0 | 0 | 0 | 1 | 0 | -1 | 0 | 0 | 0 | 0 | 0 | 0 | 0 | 0 | 0 | 0 | 0 | 0 | 0 | 0 | 0 | 0 | 0 | 0 | 0 | 0 | 0 | 0
l151 | 0 | 0 | 0 | 0 | 0 | 0 | 0 | 0 | 0 | 0 | 0 | 0 | 0 | 0 | 0 | 0 | 0 | 0 | 0 | 0 | 0 | 0 | 0 | 0 | 0 | 0 | 0 | 0 | 0 | 0 | 0 | 0 | 0 | 0 | 0 | 0 | 0 | 0 | 0 | 0 | 0 | 0 | 0 | 0 | 0 | 0 | 0 | 0 | 0 | 0 | 0 | 0 | 0 | 0 | 0 | 0 | 0 | 0 | 0 | 0 | 0 | 0 | 0 | 0 | 0 | 0 | 0 | 0 | 0 | 0 | 0 | 0 | 0 | 0 | 0 | 0 | 0 | 0 | 0 | 1 | 0 | 0 | 0 | 0 | 0 | 0 | 0 | 0 | 0 | 0 | 0 | 0 | 0 | 0 | 0 | 0 | -1 | 0 | 0 | 0 | 0 | 0 | 0 | 0 | 0 | 0 | 0 | 0 | 0 | 0 | 0 | 0 | 0 | 0 | 0 | 0 | 0 | 0
l152 | 0 | 0 | 0 | 0 | 0 | 0 | 0 | 0 | 0 | 0 | 0 | 0 | 0 | 0 | 0 | 0 | 0 | 0 | 0 | 0 | 0 | 0 | 0 | 0 | 0 | 0 | 0 | 0 | 0 | 0 | 0 | 0 | 0 | 0 | 0 | 0 | 0 | 0 | 0 | 0 | 0 | 0 | 0 | 0 | 0 | 0 | 0 | 0 | 0 | 0 | 0 | 0 | 0 | 0 | 0 | 0 | 0 | 0 | 0 | 0 | 0 | 0 | 0 | 0 | 0 | 0 | 0 | 0 | 0 | 0 | 0 | 0 | 0 | 0 | 0 | 0 | 0 | 0 | 0 | 1 | 0 | 0 | 0 | 0 | 0 | 0 | 0 | 0 | 0 | 0 | 0 | 0 | 0 | 0 | 0 | 0 | 0 | -1 | 0 | 0 | 0 | 0 | 0 | 0 | 0 | 0 | 0 | 0 | 0 | 0 | 0 | 0 | 0 | 0 | 0 | 0 | 0 | 0
l153 | 0 | 0 | 0 | 0 | 0 | 0 | 0 | 0 | 0 | 0 | 0 | 0 | 0 | 0 | 0 | 0 | 0 | 0 | 0 | 0 | 0 | 0 | 0 | 0 | 0 | 0 | 0 | 0 | 0 | 0 | 0 | 0 | 0 | 0 | 0 | 0 | 0 | 0 | 0 | 0 | 0 | 0 | 0 | 0 | 0 | 0 | 0 | 0 | 0 | 0 | 0 | 0 | 0 | 0 | 0 | 0 | 0 | 0 | 0 | 0 | 0 | 0 | 0 | 0 | 0 | 0 | 0 | 0 | 0 | 0 | 0 | 0 | 0 | 0 | 0 | 0 | 0 | 0 | 0 | 1 | 0 | 0 | 0 | 0 | 0 | 0 | 0 | 0 | 0 | 0 | 0 | 0 | 0 | 0 | 0 | 0 | 0 | 0 | -1 | 0 | 0 | 0 | 0 | 0 | 0 | 0 | 0 | 0 | 0 | 0 | 0 | 0 | 0 | 0 | 0 | 0 | 0 | 0
l154 | 0 | 0 | 0 | 0 | 0 | 0 | 0 | 0 | 0 | 0 | 0 | 0 | 0 | 0 | 0 | 0 | 0 | 0 | 0 | 0 | 0 | 0 | 0 | 0 | 0 | 0 | 0 | 0 | 0 | 0 | 0 | 0 | 0 | 0 | 0 | 0 | 0 | 0 | 0 | 0 | 0 | 0 | 0 | 0 | 0 | 0 | 0 | 0 | 0 | 0 | 0 | 0 | 0 | 0 | 0 | 0 | 0 | 0 | 0 | 0 | 0 | 0 | 0 | 0 | 0 | 0 | 0 | 0 | 0 | 0 | 0 | 0 | 0 | 0 | 0 | 0 | 0 | 0 | 0 | 0 | 0 | 0 | 0 | 0 | 0 | 0 | 0 | 0 | 0 | 0 | 0 | 1 | 0 | 0 | 0 | 0 | 0 | 0 | 0 | -1 | 0 | 0 | 0 | 0 | 0 | 0 | 0 | 0 | 0 | 0 | 0 | 0 | 0 | 0 | 0 | 0 | 0 | 0
l155 | 0 | 0 | 0 | 0 | 0 | 0 | 0 | 0 | 0 | 0 | 0 | 0 | 0 | 0 | 0 | 0 | 0 | 0 | 0 | 0 | 0 | 0 | 0 | 0 | 0 | 0 | 0 | 0 | 0 | 0 | 0 | 0 | 0 | 0 | 0 | 0 | 0 | 0 | 0 | 0 | 0 | 0 | 0 | 0 | 0 | 0 | 0 | 0 | 0 | 0 | 0 | 0 | 0 | 0 | 0 | 0 | 0 | 0 | 0 | 0 | 0 | 0 | 0 | 0 | 0 | 0 | 0 | 0 | 0 | 0 | 0 | 0 | 0 | 0 | 0 | 0 | 0 | 0 | 0 | 0 | 0 | 0 | 0 | 0 | 0 | 0 | 0 | 0 | 0 | 0 | 0 | 0 | 0 | 1 | 0 | 0 | 0 | 0 | 0 | -1 | 0 | 0 | 0 | 0 | 0 | 0 | 0 | 0 | 0 | 0 | 0 | 0 | 0 | 0 | 0 | 0 | 0 | 0
l156 | 0 | 0 | 0 | 0 | 0 | 0 | 0 | 0 | 0 | 0 | 0 | 0 | 0 | 0 | 0 | 0 | 0 | 0 | 0 | 0 | 0 | 0 | 0 | 0 | 0 | 0 | 0 | 0 | 0 | 0 | 0 | 0 | 0 | 0 | 0 | 0 | 0 | 0 | 0 | 0 | 0 | 0 | 0 | 0 | 0 | 0 | 0 | 0 | 0 | 0 | 0 | 0 | 0 | 0 | 0 | 0 | 0 | 0 | 0 | 0 | 0 | 0 | 0 | 0 | 0 | 0 | 0 | 0 | 0 | 0 | 0 | 0 | 0 | 0 | 0 | 0 | 0 | 0 | 0 | 0 | 0 | 0 | 0 | 0 | 0 | 0 | 0 | 0 | 0 | 0 | 0 | 0 | 0 | 0 | 1 | -1 | 0 | 0 | 0 | 0 | 0 | 0 | 0 | 0 | 0 | 0 | 0 | 0 | 0 | 0 | 0 | 0 | 0 | 0 | 0 | 0 | 0 | 0
l157 | 0 | 0 | 0 | 0 | 0 | 0 | 0 | 0 | 0 | 0 | 0 | 0 | 0 | 0 | 0 | 0 | 0 | 0 | 0 | 0 | 0 | 0 | 0 | 0 | 0 | 0 | 0 | 0 | 0 | 0 | 0 | 0 | 0 | 0 | 0 | 0 | 0 | 0 | 0 | 0 | 0 | 0 | 0 | 0 | 0 | 0 | 0 | 0 | 0 | 0 | 0 | 0 | 0 | 0 | 0 | 0 | 0 | 0 | 0 | 0 | 0 | 0 | 0 | 0 | 0 | 0 | 0 | 0 | 0 | 0 | 0 | 0 | 0 | 0 | 0 | 0 | 0 | 0 | 0 | 0 | 0 | 0 | 0 | 0 | 0 | 0 | 0 | 0 | 0 | 0 | 0 | 0 | 0 | 0 | 0 | 1 | -1 | 0 | 0 | 0 | 0 | 0 | 0 | 0 | 0 | 0 | 0 | 0 | 0 | 0 | 0 | 0 | 0 | 0 | 0 | 0 | 0 | 0
l158 | 0 | 0 | 0 | 0 | 0 | 0 | 0 | 0 | 0 | 0 | 0 | 0 | 0 | 0 | 0 | 0 | 0 | 0 | 0 | 0 | 0 | 0 | 0 | 0 | 0 | 0 | 0 | 0 | 0 | 0 | 0 | 0 | 0 | 0 | 0 | 0 | 0 | 0 | 0 | 0 | 0 | 0 | 0 | 0 | 0 | 0 | 0 | 0 | 0 | 0 | 0 | 0 | 0 | 0 | 0 | 0 | 0 | 0 | 0 | 0 | 0 | 0 | 0 | 0 | 0 | 0 | 0 | 0 | 0 | 0 | 0 | 0 | 0 | 0 | 0 | 0 | 0 | 0 | 0 | 0 | 0 | 0 | 0 | 0 | 0 | 0 | 0 | 0 | 0 | 0 | 0 | 0 | 0 | 0 | 0 | 0 | 0 | 1 | 0 | -1 | 0 | 0 | 0 | 0 | 0 | 0 | 0 | 0 | 0 | 0 | 0 | 0 | 0 | 0 | 0 | 0 | 0 | 0
l159 | 0 | 0 | 0 | 0 | 0 | 0 | 0 | 0 | 0 | 0 | 0 | 0 | 0 | 0 | 0 | 0 | 0 | 0 | 0 | 0 | 0 | 0 | 0 | 0 | 0 | 0 | 0 | 0 | 0 | 0 | 0 | 0 | 0 | 0 | 0 | 0 | 0 | 0 | 0 | 0 | 0 | 0 | 0 | 0 | 0 | 0 | 0 | 0 | 0 | 0 | 0 | 0 | 0 | 0 | 0 | 0 | 0 | 0 | 0 | 0 | 0 | 0 | 0 | 0 | 0 | 0 | 0 | 0 | 0 | 0 | 0 | 0 | 0 | 0 | 0 | 0 | 0 | 0 | 0 | 0 | 0 | 0 | 0 | 0 | 0 | 0 | 0 | 0 | 0 | 0 | 0 | 0 | 0 | 0 | 0 | 0 | 0 | 0 | 1 | -1 | 0 | 0 | 0 | 0 | 0 | 0 | 0 | 0 | 0 | 0 | 0 | 0 | 0 | 0 | 0 | 0 | 0 | 0
l160 | 0 | 0 | 0 | 0 | 0 | 0 | 0 | 0 | 0 | 0 | 0 | 0 | 0 | 0 | 0 | 0 | 0 | 0 | 0 | 0 | 0 | 0 | 0 | 0 | 0 | 0 | 0 | 0 | 0 | 0 | 0 | 0 | 0 | 0 | 0 | 0 | 0 | 0 | 0 | 0 | 0 | 0 | 0 | 0 | 0 | 0 | 0 | 0 | 0 | 0 | 0 | 0 | 0 | 0 | 0 | 0 | 0 | 0 | 0 | 0 | 0 | 0 | 0 | 0 | 0 | 0 | 0 | 0 | 0 | 0 | 0 | 0 | 0 | 0 | 0 | 0 | 0 | 0 | 0 | 0 | 0 | 0 | 0 | 0 | 0 | 0 | 0 | 0 | 0 | 0 | 0 | 0 | 0 | 0 | 0 | 0 | 0 | 0 | 0 | 1 | -1 | 0 | 0 | 0 | 0 | 0 | 0 | 0 | 0 | 0 | 0 | 0 | 0 | 0 | 0 | 0 | 0 | 0
l161 | 0 | 0 | 0 | 0 | 0 | 0 | 0 | 0 | 0 | 0 | 0 | 0 | 0 | 0 | 0 | 0 | 0 | 0 | 0 | 0 | 0 | 0 | 0 | 0 | 0 | 0 | 0 | 0 | 0 | 0 | 0 | 0 | 0 | 0 | 0 | 0 | 0 | 0 | 0 | 0 | 0 | 0 | 0 | 0 | 0 | 0 | 0 | 0 | 0 | 0 | 0 | 0 | 0 | 0 | 0 | 0 | 0 | 0 | 0 | 0 | 0 | 0 | 0 | 0 | 0 | 0 | 0 | 0 | 0 | 0 | 0 | 0 | 0 | 0 | 0 | 0 | 0 | 0 | 0 | 0 | 0 | 0 | 0 | 0 | 0 | 0 | 0 | 0 | 0 | 0 | 0 | 1 | 0 | 0 | 0 | 0 | 0 | 0 | 0 | 0 | 0 | -1 | 0 | 0 | 0 | 0 | 0 | 0 | 0 | 0 | 0 | 0 | 0 | 0 | 0 | 0 | 0 | 0
l162 | 0 | 0 | 0 | 0 | 0 | 0 | 0 | 0 | 0 | 0 | 0 | 0 | 0 | 0 | 0 | 0 | 0 | 0 | 0 | 0 | 0 | 0 | 0 | 0 | 0 | 0 | 0 | 0 | 0 | 0 | 0 | 0 | 0 | 0 | 0 | 0 | 0 | 0 | 0 | 0 | 0 | 0 | 0 | 0 | 0 | 0 | 0 | 0 | 0 | 0 | 0 | 0 | 0 | 0 | 0 | 0 | 0 | 0 | 0 | 0 | 0 | 0 | 0 | 0 | 0 | 0 | 0 | 0 | 0 | 0 | 0 | 0 | 0 | 0 | 0 | 0 | 0 | 0 | 0 | 0 | 0 | 0 | 0 | 0 | 0 | 0 | 0 | 0 | 0 | 0 | 0 | 0 | 0 | 0 | 0 | 0 | 0 | 0 | 0 | 0 | 1 | -1 | 0 | 0 | 0 | 0 | 0 | 0 | 0 | 0 | 0 | 0 | 0 | 0 | 0 | 0 | 0 | 0
l163 | 0 | 0 | 0 | 0 | 0 | 0 | 0 | 0 | 0 | 0 | 0 | 0 | 0 | 0 | 0 | 0 | 0 | 0 | 0 | 0 | 0 | 0 | 0 | 0 | 0 | 0 | 0 | 0 | 0 | 0 | 0 | 0 | 0 | 0 | 0 | 0 | 0 | 0 | 0 | 0 | 0 | 0 | 0 | 0 | 0 | 0 | 0 | 0 | 0 | 0 | 0 | 0 | 0 | 0 | 0 | 0 | 0 | 0 | 0 | 0 | 0 | 0 | 0 | 0 | 0 | 0 | 0 | 0 | 0 | 0 | 0 | 0 | 0 | 0 | 0 | 0 | 0 | 0 | 0 | 0 | 0 | 0 | 0 | 0 | 0 | 0 | 0 | 0 | 0 | 0 | 0 | 0 | 0 | 0 | 0 | 0 | 0 | 0 | 0 | 1 | 0 | 0 | -1 | 0 | 0 | 0 | 0 | 0 | 0 | 0 | 0 | 0 | 0 | 0 | 0 | 0 | 0 | 0
l164 | 0 | 0 | 0 | 0 | 0 | 0 | 0 | 0 | 0 | 0 | 0 | 0 | 0 | 0 | 0 | 0 | 0 | 0 | 0 | 0 | 0 | 0 | 0 | 0 | 0 | 0 | 0 | 0 | 0 | 0 | 0 | 0 | 0 | 0 | 0 | 0 | 0 | 0 | 0 | 0 | 0 | 0 | 0 | 0 | 0 | 0 | 0 | 0 | 0 | 0 | 0 | 0 | 0 | 0 | 0 | 0 | 0 | 0 | 0 | 0 | 0 | 0 | 0 | 0 | 0 | 0 | 0 | 0 | 0 | 0 | 0 | 0 | 0 | 0 | 0 | 0 | 0 | 0 | 0 | 0 | 0 | 0 | 0 | 0 | 0 | 0 | 0 | 0 | 0 | 0 | 0 | 0 | 0 | 0 | 0 | 0 | 0 | 0 | 0 | 1 | 0 | 0 | 0 | -1 | 0 | 0 | 0 | 0 | 0 | 0 | 0 | 0 | 0 | 0 | 0 | 0 | 0 | 0
l165 | 0 | 0 | 0 | 0 | 0 | 0 | 0 | 0 | 0 | 0 | 0 | 0 | 0 | 0 | 0 | 0 | 0 | 0 | 0 | 0 | 0 | 0 | 0 | 0 | 0 | 0 | 0 | 0 | 0 | 0 | 0 | 0 | 0 | 0 | 0 | 0 | 0 | 0 | 0 | 0 | 0 | 0 | 0 | 0 | 0 | 0 | 0 | 0 | 0 | 0 | 0 | 0 | 0 | 0 | 0 | 0 | 0 | 0 | 0 | 0 | 0 | 0 | 0 | 0 | 0 | 0 | 0 | 0 | 0 | 0 | 0 | 0 | 0 | 0 | 0 | 0 | 0 | 0 | 0 | 0 | 0 | 0 | 0 | 0 | 0 | 0 | 0 | 0 | 0 | 0 | 0 | 0 | 0 | 0 | 0 | 0 | 0 | 0 | 0 | 0 | 0 | 0 | 1 | -1 | 0 | 0 | 0 | 0 | 0 | 0 | 0 | 0 | 0 | 0 | 0 | 0 | 0 | 0
l166 | 0 | 0 | 0 | 0 | 0 | 0 | 0 | 0 | 0 | 0 | 0 | 0 | 0 | 0 | 0 | 0 | 0 | 0 | 0 | 0 | 0 | 0 | 0 | 0 | 0 | 0 | 0 | 0 | 0 | 0 | 0 | 0 | 0 | 0 | 0 | 0 | 0 | 0 | 0 | 0 | 0 | 0 | 0 | 0 | 0 | 0 | 0 | 0 | 0 | 0 | 0 | 0 | 0 | 0 | 0 | 0 | 0 | 0 | 0 | 0 | 0 | 0 | 0 | 0 | 0 | 0 | 0 | 0 | 0 | 0 | 0 | 0 | 0 | 0 | 0 | 0 | 0 | 0 | 0 | 0 | 0 | 0 | 0 | 0 | 0 | 0 | 0 | 0 | 0 | 0 | 0 | 0 | 0 | 0 | 0 | 0 | 0 | 0 | 0 | 0 | 0 | 0 | 1 | 0 | -1 | 0 | 0 | 0 | 0 | 0 | 0 | 0 | 0 | 0 | 0 | 0 | 0 | 0
l167 | 0 | 0 | 0 | 0 | 0 | 0 | 0 | 0 | 0 | 0 | 0 | 0 | 0 | 0 | 0 | 0 | 0 | 0 | 0 | 0 | 0 | 0 | 0 | 0 | 0 | 0 | 0 | 0 | 0 | 0 | 0 | 0 | 0 | 0 | 0 | 0 | 0 | 0 | 0 | 0 | 0 | 0 | 0 | 0 | 0 | 0 | 0 | 0 | 0 | 0 | 0 | 0 | 0 | 0 | 0 | 0 | 0 | 0 | 0 | 0 | 0 | 0 | 0 | 0 | 0 | 0 | 0 | 0 | 0 | 0 | 0 | 0 | 0 | 0 | 0 | 0 | 0 | 0 | 0 | 0 | 0 | 0 | 0 | 0 | 0 | 0 | 0 | 0 | 0 | 0 | 0 | 0 | 0 | 0 | 0 | 0 | 0 | 0 | 0 | 1 | 0 | 0 | 0 | 0 | 0 | -1 | 0 | 0 | 0 | 0 | 0 | 0 | 0 | 0 | 0 | 0 | 0 | 0
l168 | 0 | 0 | 0 | 0 | 0 | 0 | 0 | 0 | 0 | 0 | 0 | 0 | 0 | 0 | 0 | 0 | 0 | 0 | 0 | 0 | 0 | 0 | 0 | 0 | 0 | 0 | 0 | 0 | 0 | 0 | 0 | 0 | 0 | 0 | 0 | 0 | 0 | 0 | 0 | 0 | 0 | 0 | 0 | 0 | 0 | 0 | 0 | 0 | 0 | 0 | 0 | 0 | 0 | 0 | 0 | 0 | 0 | 0 | 0 | 0 | 0 | 0 | 0 | 0 | 0 | 0 | 0 | 0 | 0 | 0 | 0 | 0 | 0 | 0 | 0 | 0 | 0 | 0 | 0 | 0 | 0 | 0 | 0 | 0 | 0 | 0 | 0 | 0 | 0 | 0 | 0 | 0 | 0 | 0 | 0 | 0 | 0 | 0 | 0 | 0 | 0 | 0 | 0 | 1 | -1 | 0 | 0 | 0 | 0 | 0 | 0 | 0 | 0 | 0 | 0 | 0 | 0 | 0
l169 | 0 | 0 | 0 | 0 | 0 | 0 | 0 | 0 | 0 | 0 | 0 | 0 | 0 | 0 | 0 | 0 | 0 | 0 | 0 | 0 | 0 | 0 | 0 | 0 | 0 | 0 | 0 | 0 | 0 | 0 | 0 | 0 | 0 | 0 | 0 | 0 | 0 | 0 | 0 | 0 | 0 | 0 | 0 | 0 | 0 | 0 | 0 | 0 | 0 | 0 | 0 | 0 | 0 | 0 | 0 | 0 | 0 | 0 | 0 | 0 | 0 | 0 | 0 | 0 | 0 | 0 | 0 | 0 | 0 | 0 | 0 | 0 | 0 | 0 | 0 | 0 | 0 | 0 | 0 | 0 | 0 | 0 | 0 | 0 | 0 | 0 | 0 | 0 | 0 | 0 | 0 | 0 | 0 | 0 | 0 | 0 | 0 | 0 | 0 | 0 | 0 | 0 | 0 | 0 | 1 | -1 | 0 | 0 | 0 | 0 | 0 | 0 | 0 | 0 | 0 | 0 | 0 | 0
l170 | 0 | 0 | 0 | 0 | 0 | 0 | 0 | 0 | 0 | 0 | 0 | 0 | 0 | 0 | 0 | 0 | 0 | 0 | 0 | 0 | 0 | 0 | 0 | 0 | 0 | 0 | 0 | 0 | 0 | 0 | 0 | 0 | 0 | 0 | 0 | 0 | 0 | 0 | 0 | 0 | 0 | 0 | 0 | 0 | 0 | 0 | 0 | 0 | 0 | 0 | 0 | 0 | 0 | 0 | 0 | 0 | 0 | 0 | 0 | 0 | 0 | 0 | 0 | 0 | 0 | 0 | 0 | 0 | 0 | 0 | 0 | 0 | 0 | 0 | 0 | 0 | 0 | 0 | 0 | 0 | 0 | 0 | 0 | 0 | 0 | 0 | 0 | 0 | 0 | 0 | 0 | 0 | 0 | 0 | 0 | 0 | 0 | 0 | 0 | 0 | 0 | 0 | 0 | 0 | 1 | 0 | -1 | 0 | 0 | 0 | 0 | 0 | 0 | 0 | 0 | 0 | 0 | 0
l171 | 0 | 0 | 0 | 0 | 0 | 0 | 0 | 0 | 0 | 0 | 0 | 0 | 0 | 0 | 0 | 0 | 0 | 0 | 0 | 0 | 0 | 0 | 0 | 0 | 0 | 0 | 0 | 0 | 0 | 0 | 0 | 0 | 0 | 0 | 0 | 0 | 0 | 0 | 0 | 0 | 0 | 0 | 0 | 0 | 0 | 0 | 0 | 0 | 0 | 0 | 0 | 0 | 0 | 0 | 0 | 0 | 0 | 0 | 0 | 0 | 0 | 0 | 0 | 0 | 0 | 0 | 0 | 0 | 0 | 0 | 0 | 0 | 0 | 0 | 0 | 0 | 0 | 0 | 0 | 0 | 0 | 0 | 0 | 0 | 0 | 0 | 0 | 0 | 0 | 0 | 0 | 0 | 0 | 0 | 0 | 0 | 0 | 0 | 0 | 0 | 0 | 0 | 0 | 0 | 1 | 0 | 0 | -1 | 0 | 0 | 0 | 0 | 0 | 0 | 0 | 0 | 0 | 0
l172 | 0 | 0 | 0 | 0 | 0 | 0 | 0 | 0 | 0 | 0 | 0 | 0 | 0 | 0 | 0 | 0 | 0 | 0 | 0 | 0 | 0 | 0 | 0 | 0 | 0 | 0 | 0 | 0 | 0 | 0 | 0 | 0 | 0 | 0 | 0 | 0 | 0 | 0 | 0 | 0 | 0 | 0 | 0 | 0 | 0 | 0 | 0 | 0 | 0 | 0 | 0 | 0 | 0 | 0 | 0 | 0 | 0 | 0 | 0 | 0 | 0 | 0 | 0 | 0 | 0 | 0 | 0 | 0 | 0 | 0 | 0 | 0 | 0 | 0 | 0 | 0 | 0 | 0 | 0 | 0 | 0 | 0 | 0 | 0 | 0 | 0 | 0 | 0 | 0 | 0 | 0 | 0 | 0 | 0 | 0 | 0 | 0 | 0 | 0 | 0 | 0 | 0 | 0 | 0 | 0 | 1 | -1 | 0 | 0 | 0 | 0 | 0 | 0 | 0 | 0 | 0 | 0 | 0
l173 | 0 | 0 | 0 | 0 | 0 | 0 | 0 | 0 | 0 | 0 | 0 | 0 | 0 | 0 | 0 | 0 | 0 | 0 | 0 | 0 | 0 | 0 | 0 | 0 | 0 | 0 | 0 | 0 | 0 | 0 | 0 | 0 | 0 | 0 | 0 | 0 | 0 | 0 | 0 | 0 | 0 | 0 | 0 | 0 | 0 | 0 | 0 | 0 | 0 | 0 | 0 | 0 | 0 | 0 | 0 | 0 | 0 | 0 | 0 | 0 | 0 | 0 | 0 | 0 | 0 | 0 | 0 | 0 | 0 | 0 | 0 | 0 | 0 | 0 | 0 | 0 | 0 | 0 | 0 | 0 | 0 | 0 | 0 | 0 | 0 | 0 | 0 | 0 | 0 | 0 | 0 | 0 | 0 | 0 | 0 | 0 | 0 | 0 | 0 | 0 | 0 | 0 | 0 | 0 | 0 | 0 | 0 | 1 | -1 | 0 | 0 | 0 | 0 | 0 | 0 | 0 | 0 | 0
l174 | 0 | 0 | 0 | 0 | 0 | 0 | 0 | 0 | 0 | 0 | 0 | 0 | 0 | 0 | 0 | 0 | 0 | 0 | 0 | 0 | 0 | 0 | 0 | 0 | 0 | 0 | 0 | 0 | 0 | 0 | 0 | 0 | 0 | 0 | 0 | 0 | 0 | 0 | 0 | 0 | 0 | 0 | 0 | 0 | 0 | 0 | 0 | 0 | 0 | 0 | 0 | 0 | 0 | 0 | 0 | 0 | 0 | 0 | 0 | 0 | 0 | 0 | 0 | 0 | 0 | 0 | 0 | 0 | 0 | 0 | 0 | 0 | 0 | 0 | 0 | 0 | 0 | 0 | 0 | 0 | 0 | 0 | 0 | 0 | 0 | 0 | 0 | 0 | 0 | 0 | 0 | 0 | 0 | 0 | 0 | 0 | 0 | 0 | 0 | 0 | 0 | 0 | 1 | 0 | 0 | 0 | 0 | 0 | 0 | -1 | 0 | 0 | 0 | 0 | 0 | 0 | 0 | 0
l175 | 0 | 0 | 0 | 0 | 0 | 0 | 0 | 0 | 0 | 0 | 0 | 0 | 0 | 0 | 0 | 0 | 0 | 0 | 0 | 0 | 0 | 0 | 0 | 0 | 0 | 0 | 0 | 0 | 0 | 0 | 0 | 0 | 0 | 0 | 0 | 0 | 0 | 0 | 0 | 0 | 0 | 0 | 0 | 0 | 0 | 0 | 0 | 0 | 0 | 0 | 0 | 0 | 0 | 0 | 0 | 0 | 0 | 0 | 0 | 0 | 0 | 0 | 0 | 0 | 0 | 0 | 0 | 0 | 0 | 0 | 0 | 0 | 0 | 0 | 0 | 0 | 0 | 0 | 0 | 0 | 0 | 0 | 0 | 0 | 0 | 0 | 0 | 0 | 0 | 0 | 0 | 0 | 0 | 0 | 0 | 0 | 0 | 0 | 0 | 0 | 0 | 0 | 0 | 0 | 0 | 0 | 0 | 0 | 1 | -1 | 0 | 0 | 0 | 0 | 0 | 0 | 0 | 0
l176 | 0 | 0 | 0 | 0 | 0 | 0 | 0 | 0 | 0 | 0 | 0 | 0 | 0 | 0 | 0 | 0 | 0 | 0 | 0 | 0 | 0 | 0 | 0 | 0 | 0 | 0 | 0 | 0 | 0 | 0 | 0 | 0 | 0 | 0 | 0 | 0 | 0 | 0 | 0 | 0 | 0 | 0 | 0 | 0 | 0 | 0 | 0 | 0 | 0 | 0 | 0 | 0 | 0 | 0 | 0 | 0 | 0 | 0 | 0 | 0 | 0 | 0 | 0 | 0 | 0 | 0 | 0 | 0 | 0 | 0 | 0 | 0 | 0 | 0 | 0 | 0 | 0 | 0 | 0 | 0 | 0 | 0 | 0 | 0 | 0 | 0 | 0 | 0 | 0 | 0 | 0 | 0 | 0 | 0 | 0 | 0 | 0 | 0 | 0 | 0 | 0 | 0 | 0 | 0 | 0 | 0 | 0 | 0 | 0 | 1 | -1 | 0 | 0 | 0 | 0 | 0 | 0 | 0
l177 | 0 | 0 | 0 | 0 | 0 | 0 | 0 | 0 | 0 | 0 | 0 | 0 | 0 | 0 | 0 | 0 | 0 | 0 | 0 | 0 | 0 | 0 | 0 | 0 | 0 | 0 | 0 | 0 | 0 | 0 | 0 | 0 | 0 | 0 | 0 | 0 | 0 | 0 | 0 | 0 | 0 | 0 | 0 | 0 | 0 | 0 | 0 | 0 | 0 | 0 | 0 | 0 | 0 | 0 | 0 | 0 | 0 | 0 | 0 | 0 | 0 | 0 | 0 | 0 | 0 | 0 | 0 | 0 | 0 | 0 | 0 | 0 | 0 | 0 | 0 | 0 | 0 | 0 | 0 | 0 | 0 | 0 | 0 | 0 | 0 | 0 | 0 | 0 | 0 | 0 | 0 | 0 | 0 | 0 | 0 | 0 | 0 | 0 | 0 | 0 | 0 | 0 | 0 | 0 | 0 | 0 | 0 | 0 | 0 | 1 | 0 | -1 | 0 | 0 | 0 | 0 | 0 | 0
l178 | 0 | 0 | 0 | 0 | 0 | 0 | 0 | 0 | 0 | 0 | 0 | 0 | 0 | 0 | 0 | 0 | 1 | 0 | 0 | 0 | 0 | 0 | 0 | 0 | 0 | 0 | 0 | 0 | 0 | 0 | 0 | 0 | 0 | 0 | 0 | 0 | 0 | 0 | 0 | 0 | 0 | 0 | 0 | 0 | 0 | 0 | 0 | 0 | 0 | 0 | 0 | 0 | 0 | 0 | 0 | 0 | 0 | 0 | 0 | 0 | 0 | 0 | 0 | 0 | 0 | 0 | 0 | 0 | 0 | 0 | 0 | 0 | 0 | 0 | 0 | 0 | 0 | 0 | 0 | 0 | 0 | 0 | 0 | 0 | 0 | 0 | 0 | 0 | 0 | 0 | 0 | 0 | 0 | 0 | 0 | 0 | 0 | 0 | 0 | 0 | 0 | 0 | 0 | 0 | 0 | 0 | 0 | 0 | 0 | 0 | 0 | 0 | -1 | 0 | 0 | 0 | 0 | 0
l179 | 0 | 0 | 0 | 0 | 0 | 0 | 0 | 0 | 0 | 0 | 0 | 0 | 0 | 0 | 0 | 0 | 0 | 0 | 0 | 0 | 0 | 0 | 0 | 0 | 0 | 0 | 0 | 0 | 0 | 0 | 0 | 1 | 0 | 0 | 0 | 0 | 0 | 0 | 0 | 0 | 0 | 0 | 0 | 0 | 0 | 0 | 0 | 0 | 0 | 0 | 0 | 0 | 0 | 0 | 0 | 0 | 0 | 0 | 0 | 0 | 0 | 0 | 0 | 0 | 0 | 0 | 0 | 0 | 0 | 0 | 0 | 0 | 0 | 0 | 0 | 0 | 0 | 0 | 0 | 0 | 0 | 0 | 0 | 0 | 0 | 0 | 0 | 0 | 0 | 0 | 0 | 0 | 0 | 0 | 0 | 0 | 0 | 0 | 0 | 0 | 0 | 0 | 0 | 0 | 0 | 0 | 0 | 0 | 0 | 0 | 0 | 0 | -1 | 0 | 0 | 0 | 0 | 0
l180 | 0 | 0 | 0 | 0 | 0 | 0 | 0 | 0 | 0 | 0 | 0 | 0 | 0 | 0 | 0 | 0 | 0 | 0 | 0 | 0 | 0 | 0 | 0 | 0 | 0 | 0 | 0 | 0 | 0 | 0 | 0 | 1 | 0 | 0 | 0 | 0 | 0 | 0 | 0 | 0 | 0 | 0 | 0 | 0 | 0 | 0 | 0 | 0 | 0 | 0 | 0 | 0 | 0 | 0 | 0 | 0 | 0 | 0 | 0 | 0 | 0 | 0 | 0 | 0 | 0 | 0 | 0 | 0 | 0 | 0 | 0 | 0 | 0 | 0 | 0 | 0 | 0 | 0 | 0 | 0 | 0 | 0 | 0 | 0 | 0 | 0 | 0 | 0 | 0 | 0 | 0 | 0 | 0 | 0 | 0 | 0 | 0 | 0 | 0 | 0 | 0 | 0 | 0 | 0 | 0 | 0 | 0 | 0 | 0 | 0 | 0 | 0 | 0 | -1 | 0 | 0 | 0 | 0
l181 | 0 | 0 | 0 | 0 | 0 | 0 | 0 | 0 | 0 | 0 | 0 | 0 | 0 | 0 | 0 | 0 | 0 | 0 | 0 | 0 | 0 | 0 | 0 | 0 | 0 | 0 | 1 | 0 | 0 | 0 | 0 | 0 | 0 | 0 | 0 | 0 | 0 | 0 | 0 | 0 | 0 | 0 | 0 | 0 | 0 | 0 | 0 | 0 | 0 | 0 | 0 | 0 | 0 | 0 | 0 | 0 | 0 | 0 | 0 | 0 | 0 | 0 | 0 | 0 | 0 | 0 | 0 | 0 | 0 | 0 | 0 | 0 | 0 | 0 | 0 | 0 | 0 | 0 | 0 | 0 | 0 | 0 | 0 | 0 | 0 | 0 | 0 | 0 | 0 | 0 | 0 | 0 | 0 | 0 | 0 | 0 | 0 | 0 | 0 | 0 | 0 | 0 | 0 | 0 | 0 | 0 | 0 | 0 | 0 | 0 | 0 | 0 | 0 | 0 | -1 | 0 | 0 | 0
l182 | 0 | 0 | 0 | 0 | 0 | 0 | 0 | 0 | 0 | 0 | 0 | 0 | 0 | 0 | 0 | 0 | 0 | 0 | 0 | 0 | 0 | 0 | 0 | 0 | 0 | 0 | 0 | 0 | 0 | 0 | 0 | 0 | 0 | 0 | 0 | 0 | 0 | 0 | 0 | 0 | 0 | 0 | 0 | 0 | 0 | 0 | 0 | 0 | 0 | 0 | 0 | 0 | 0 | 0 | 0 | 0 | 0 | 0 | 0 | 0 | 0 | 0 | 0 | 0 | 0 | 0 | 0 | 0 | 0 | 0 | 0 | 0 | 0 | 0 | 0 | 0 | 0 | 0 | 0 | 0 | 0 | 0 | 0 | 0 | 0 | 0 | 0 | 0 | 0 | 0 | 0 | 0 | 0 | 0 | 0 | 0 | 0 | 0 | 0 | 0 | 0 | 0 | 0 | 0 | 0 | 0 | 0 | 0 | 0 | 0 | 0 | 0 | 0 | 1 | -1 | 0 | 0 | 0
l183 | 0 | 0 | 0 | 0 | 0 | 0 | 0 | 0 | 0 | 0 | 0 | 0 | 0 | 0 | 0 | 0 | 0 | 0 | 0 | 0 | 0 | 0 | 0 | 0 | 0 | 0 | 0 | 0 | 0 | 0 | 0 | 0 | 0 | 0 | 0 | 0 | 0 | 0 | 0 | 0 | 0 | 0 | 0 | 0 | 0 | 0 | 0 | 0 | 0 | 0 | 0 | 0 | 0 | 0 | 0 | 0 | 0 | 0 | 0 | 0 | 0 | 0 | 0 | 0 | 0 | 0 | 0 | 1 | 0 | 0 | 0 | 0 | 0 | 0 | 0 | 0 | 0 | 0 | 0 | 0 | 0 | 0 | 0 | 0 | 0 | 0 | 0 | 0 | 0 | 0 | 0 | 0 | 0 | 0 | 0 | 0 | 0 | 0 | 0 | 0 | 0 | 0 | 0 | 0 | 0 | 0 | 0 | 0 | 0 | 0 | 0 | 0 | 0 | 0 | 0 | -1 | 0 | 0
l184 | 0 | 0 | 0 | 0 | 0 | 0 | 0 | 0 | 0 | 0 | 0 | 1 | 0 | 0 | 0 | 0 | 0 | 0 | 0 | 0 | 0 | 0 | 0 | 0 | 0 | 0 | 0 | 0 | 0 | 0 | 0 | 0 | 0 | 0 | 0 | 0 | 0 | 0 | 0 | 0 | 0 | 0 | 0 | 0 | 0 | 0 | 0 | 0 | 0 | 0 | 0 | 0 | 0 | 0 | 0 | 0 | 0 | 0 | 0 | 0 | 0 | 0 | 0 | 0 | 0 | 0 | 0 | 0 | 0 | 0 | 0 | 0 | 0 | 0 | 0 | 0 | 0 | 0 | 0 | 0 | 0 | 0 | 0 | 0 | 0 | 0 | 0 | 0 | 0 | 0 | 0 | 0 | 0 | 0 | 0 | 0 | 0 | 0 | 0 | 0 | 0 | 0 | 0 | 0 | 0 | 0 | 0 | 0 | 0 | 0 | 0 | 0 | 0 | 0 | 0 | 0 | -1 | 0
l185 | 0 | 0 | 0 | 0 | 0 | 0 | 0 | 0 | 0 | 0 | 0 | 0 | 0 | 0 | 0 | 0 | 0 | 0 | 0 | 0 | 0 | 0 | 0 | 0 | 0 | 0 | 0 | 0 | 0 | 0 | 0 | 0 | 0 | 0 | 0 | 0 | 0 | 0 | 0 | 0 | 0 | 0 | 0 | 0 | 0 | 0 | 0 | 0 | 0 | 0 | 0 | 0 | 0 | 0 | 0 | 0 | 0 | 0 | 0 | 0 | 0 | 0 | 0 | 0 | 0 | 0 | 0 | 0 | 0 | 0 | 0 | 0 | 0 | 0 | 1 | 0 | 0 | 0 | 0 | 0 | 0 | 0 | 0 | 0 | 0 | 0 | 0 | 0 | 0 | 0 | 0 | 0 | 0 | 0 | 0 | 0 | 0 | 0 | 0 | 0 | 0 | 0 | 0 | 0 | 0 | 0 | 0 | 0 | 0 | 0 | 0 | 0 | 0 | 0 | 0 | 0 | 0 | -1
l186 | 0 | 0 | 0 | 0 | 0 | 0 | 0 | 0 | 0 | 0 | 0 | 0 | 0 | 0 | 0 | 0 | 0 | 0 | 0 | 0 | 0 | 0 | 0 | 0 | 0 | 0 | 0 | 0 | 0 | 0 | 0 | 0 | 0 | 0 | 0 | 0 | 0 | 0 | 0 | 0 | 0 | 0 | 0 | 0 | 0 | 0 | 0 | 0 | 0 | 0 | 0 | 0 | 0 | 0 | 0 | 0 | 0 | 0 | 0 | 0 | 0 | 0 | 0 | 0 | 0 | 0 | 0 | 0 | 0 | 0 | 0 | 0 | 0 | 0 | 0 | 1 | 0 | 0 | 0 | 0 | 0 | 0 | 0 | 0 | 0 | 0 | 0 | 0 | 0 | 0 | 0 | 0 | 0 | 0 | 0 | 0 | 0 | 0 | 0 | 0 | 0 | 0 | 0 | 0 | 0 | 0 | 0 | 0 | 0 | 0 | 0 | 0 | 0 | 0 | 0 | 0 | 0 | -1

## load
| b1 | b2 | b3 | b4 | b5 | b6 | b7 | b8 | b9 | b10 | b11 | b12 | b13 | b14 | b15 | b16 | b17 | b18 | b19 | b20 | b21 | b22 | b23 | b24 | b25 | b26 | b27 | b28 | b29 | b30 | b31 | b32 | b33 | b34 | b35 | b36 | b37 | b38 | b39 | b40 | b41 | b42 | b43 | b44 | b45 | b46 | b47 | b48 | b49 | b50 | b51 | b52 | b53 | b54 | b55 | b56 | b57 | b58 | b59 | b60 | b61 | b62 | b63 | b64 | b65 | b66 | b67 | b68 | b69 | b70 | b71 | b72 | b73 | b74 | b75 | b76 | b77 | b78 | b79 | b80 | b81 | b82 | b83 | b84 | b85 | b86 | b87 | b88 | b89 | b90 | b91 | b92 | b93 | b94 | b95 | b96 | b97 | b98 | b99 | b100 | b101 | b102 | b103 | b104 | b105 | b106 | b107 | b108 | b109 | b110 | b111 | b112 | b113 | b114 | b115 | b116 | b117 | b118
1 | 67.003 | 26.274 | 51.2361 | 39.4172 | 0 | 68.3148 | 24.9621 | 0 | 0 | 0 | 91.9651 | 61.7432 | 44.6645 | 18.3905 | 118.2391 | 32.8456 | 14.455 | 78.8219 | 59.1195 | 23.6503 | 18.3905 | 13.1432 | 9.1953 | 0 | 0 | 0 | 81.458 | 22.3384 | 31.5337 | 0 | 56.4959 | 77.5101 | 30.2219 | 77.5101 | 43.3527 | 40.729 | 0 | 0 | 33.4149 | 24.7517 | 45.7907 | 45.7907 | 22.2766 | 19.8014 | 65.5921 | 34.6524 | 42.078 | 24.7517 | 107.6701 | 21.039 | 21.039 | 22.2766 | 28.4645 | 139.8474 | 77.968 | 103.9573 | 14.851 | 14.851 | 309.3875 | 96.5318 | 0 | 95.2942 | 0 | 0 | 0 | 48.2659 | 34.6524 | 0 | 0 | 81.6808 | 0 | 0 | 0 | 84.1559 | 58.1666 | 84.1559 | 75.4928 | 87.8687 | 48.2659 | 160.8863 | 0 | 66.8297 | 24.7517 | 13.6135 | 29.7021 | 25.9893 | 0 | 59.4042 | 0 | 96.5318 | 0 | 80.4432 | 14.851 | 37.1276 | 51.9787 | 47.0283 | 18.5638 | 42.078 | 0 | 45.7907 | 27.2269 | 6.1879 | 28.4645 | 47.0283 | 38.3652 | 53.2163 | 34.6524 | 2.4752 | 9.9007 | 48.2659 | 0 | 30.9397 | 0 | 10.5071 | 28.8977 | 0 | 26.274 | 40.8404
2 | 63.1742 | 24.7726 | 48.3083 | 37.1647 | 0 | 64.4111 | 23.5357 | 0 | 0 | 0 | 86.71 | 58.215 | 42.1123 | 17.3397 | 111.4826 | 30.9687 | 13.629 | 74.3178 | 55.7413 | 22.2988 | 17.3397 | 12.3921 | 8.6698 | 0 | 0 | 0 | 76.8033 | 21.062 | 29.7318 | 0 | 53.2675 | 73.0809 | 28.4949 | 73.0809 | 40.8754 | 38.4016 | 0 | 0 | 31.5054 | 23.3374 | 43.1741 | 43.1741 | 21.0036 | 18.6699 | 61.844 | 32.6723 | 39.6735 | 23.3374 | 101.5175 | 19.8368 | 19.8368 | 21.0036 | 26.838 | 131.8561 | 73.5127 | 98.0169 | 14.0024 | 14.0024 | 291.7083 | 91.0157 | 0 | 89.8488 | 0 | 0 | 0 | 45.5079 | 32.6723 | 0 | 0 | 77.0133 | 0 | 0 | 0 | 79.347 | 54.8428 | 79.347 | 71.1789 | 82.8476 | 45.5079 | 151.6928 | 0 | 63.0109 | 23.3374 | 12.8355 | 28.0048 | 24.5042 | 0 | 56.0097 | 0 | 91.0157 | 0 | 75.8464 | 14.0024 | 35.006 | 49.0085 | 44.341 | 17.503 | 39.6735 | 0 | 43.1741 | 25.6711 | 5.8343 | 26.838 | 44.341 | 36.1729 | 50.1753 | 32.6723 | 2.3337 | 9.3349 | 45.5079 | 0 | 29.1717 | 0 | 9.9067 | 27.2464 | 0 | 24.7726 | 38.5066
3 | 55.5168 | 21.7699 | 42.4528 | 32.6599 | 0 | 56.6037 | 20.6829 | 0 | 0 | 0 | 76.1997 | 51.1587 | 37.0077 | 15.2379 | 97.9695 | 27.2149 | 11.977 | 65.3096 | 48.9848 | 19.596 | 15.2379 | 10.8901 | 7.6189 | 0 | 0 | 0 | 67.4938 | 18.509 | 26.1279 | 0 | 46.8109 | 64.2226 | 25.041 | 64.2226 | 35.9208 | 33.7469 | 0 | 0 | 27.6866 | 20.5086 | 37.9409 | 37.9409 | 18.4577 | 16.4069 | 54.3478 | 28.712 | 34.8646 | 20.5086 | 89.2124 | 17.4323 | 17.4323 | 18.4577 | 23.5849 | 115.8735 | 64.6021 | 86.1361 | 12.3052 | 12.3052 | 256.3497 | 79.9835 | 0 | 78.9581 | 0 | 0 | 0 | 39.9917 | 28.712 | 0 | 0 | 67.6783 | 0 | 0 | 0 | 69.7292 | 48.1952 | 69.7292 | 62.5512 | 72.8055 | 39.9917 | 133.3058 | 0 | 55.3732 | 20.5086 | 11.2797 | 24.6103 | 21.534 | 0 | 49.2206 | 0 | 79.9835 | 0 | 66.6529 | 12.3052 | 30.7629 | 43.068 | 38.9663 | 15.3814 | 34.8646 | 0 | 37.9409 | 22.5594 | 5.1271 | 23.5849 | 38.9663 | 31.7883 | 44.0935 | 28.712 | 2.0509 | 8.2034 | 39.9917 | 0 | 25.6357 | 0 | 8.7059 | 23.9438 | 0 | 21.7699 | 33.8392
4 | 38.2874 | 15.0137 | 29.2778 | 22.5241 | 0 | 39.037 | 14.2641 | 0 | 0 | 0 | 52.5515 | 35.2818 | 25.5226 | 10.5089 | 67.5652 | 18.7689 | 8.26 | 45.0411 | 33.7826 | 13.5145 | 10.5089 | 7.5104 | 5.2544 | 0 | 0 | 0 | 46.5474 | 12.7648 | 18.0193 | 0 | 32.2833 | 44.2915 | 17.2696 | 44.2915 | 24.773 | 23.2737 | 0 | 0 | 19.0942 | 14.1439 | 26.1661 | 26.1661 | 12.7295 | 11.3151 | 37.4812 | 19.8014 | 24.0446 | 14.1439 | 61.5258 | 12.0223 | 12.0223 | 12.7295 | 16.2654 | 79.9128 | 44.5531 | 59.4042 | 8.4863 | 8.4863 | 176.7929 | 55.161 | 0 | 54.4538 | 0 | 0 | 0 | 27.5805 | 19.8014 | 0 | 0 | 46.6747 | 0 | 0 | 0 | 48.0891 | 33.2381 | 48.0891 | 43.1388 | 50.2107 | 27.5805 | 91.9351 | 0 | 38.1884 | 14.1439 | 7.7791 | 16.9726 | 14.851 | 0 | 33.9453 | 0 | 55.161 | 0 | 45.9675 | 8.4863 | 21.2158 | 29.7021 | 26.8733 | 10.6079 | 24.0446 | 0 | 26.1661 | 15.5582 | 3.536 | 16.2654 | 26.8733 | 21.923 | 30.4093 | 19.8014 | 1.4144 | 5.6575 | 27.5805 | 0 | 17.6798 | 0 | 6.0041 | 16.5129 | 0 | 15.0137 | 23.3374
5 | 47.8593 | 18.7671 | 36.5972 | 28.1551 | 0 | 48.7963 | 17.8301 | 0 | 0 | 0 | 65.6894 | 44.1023 | 31.9032 | 13.1361 | 84.4565 | 23.4611 | 10.325 | 56.3014 | 42.2282 | 16.8931 | 13.1361 | 9.388 | 6.5681 | 0 | 0 | 0 | 58.1843 | 15.956 | 22.5241 | 0 | 40.3542 | 55.3644 | 21.5871 | 55.3644 | 30.9662 | 29.0921 | 0 | 0 | 23.8678 | 17.6798 | 32.7077 | 32.7077 | 15.9118 | 14.1439 | 46.8515 | 24.7517 | 30.0557 | 17.6798 | 76.9072 | 15.0278 | 15.0278 | 15.9118 | 20.3318 | 99.891 | 55.6914 | 74.2552 | 10.6079 | 10.6079 | 220.9911 | 68.9513 | 0 | 68.0673 | 0 | 0 | 0 | 34.4756 | 24.7517 | 0 | 0 | 58.3434 | 0 | 0 | 0 | 60.1114 | 41.5476 | 60.1114 | 53.9234 | 62.7634 | 34.4756 | 114.9188 | 0 | 47.7355 | 17.6798 | 9.7239 | 21.2158 | 18.5638 | 0 | 42.4316 | 0 | 68.9513 | 0 | 57.4594 | 10.6079 | 26.5197 | 37.1276 | 33.5917 | 13.2599 | 30.0557 | 0 | 32.7077 | 19.4478 | 4.42 | 20.3318 | 33.5917 | 27.4037 | 38.0116 | 24.7517 | 1.768 | 7.0719 | 34.4756 | 0 | 22.0998 | 0 | 7.5051 | 20.6412 | 0 | 18.7671 | 29.1717
6 | 57.4311 | 22.5206 | 43.9167 | 33.7861 | 0 | 58.5556 | 21.3961 | 0 | 0 | 0 | 78.8272 | 52.9228 | 38.2839 | 15.7633 | 101.3478 | 28.1533 | 12.39 | 67.5617 | 50.6739 | 20.2717 | 15.7633 | 11.2656 | 7.8817 | 0 | 0 | 0 | 69.8211 | 19.1472 | 27.0289 | 0 | 48.425 | 66.4372 | 25.9045 | 66.4372 | 37.1594 | 34.9106 | 0 | 0 | 28.6413 | 21.2158 | 39.2492 | 39.2492 | 19.0942 | 16.9726 | 56.2218 | 29.7021 | 36.0668 | 21.2158 | 92.2887 | 18.0334 | 18.0334 | 19.0942 | 24.3982 | 119.8692 | 66.8297 | 89.1063 | 12.7295 | 12.7295 | 265.1893 | 82.7416 | 0 | 81.6808 | 0 | 0 | 0 | 41.3708 | 29.7021 | 0 | 0 | 70.0121 | 0 | 0 | 0 | 72.1337 | 49.8571 | 72.1337 | 64.7081 | 75.316 | 41.3708 | 137.9026 | 0 | 57.2826 | 21.2158 | 11.6687 | 25.4589 | 22.2766 | 0 | 50.9179 | 0 | 82.7416 | 0 | 68.9513 | 12.7295 | 31.8237 | 44.5531 | 40.31 | 15.9118 | 36.0668 | 0 | 39.2492 | 23.3374 | 5.3039 | 24.3982 | 40.31 | 32.8845 | 45.6139 | 29.7021 | 2.1216 | 8.4863 | 41.3708 | 0 | 26.5197 | 0 | 9.0061 | 24.7694 | 0 | 22.5206 | 35.006
7 | 67.003 | 26.274 | 51.2361 | 39.4172 | 0 | 68.3148 | 24.9621 | 0 | 0 | 0 | 91.9651 | 61.7432 | 44.6645 | 18.3905 | 118.2391 | 32.8456 | 14.455 | 78.8219 | 59.1195 | 23.6503 | 18.3905 | 13.1432 | 9.1953 | 0 | 0 | 0 | 81.458 | 22.3384 | 31.5337 | 0 | 56.4959 | 77.5101 | 30.2219 | 77.5101 | 43.3527 | 40.729 | 0 | 0 | 33.4149 | 24.7517 | 45.7907 | 45.7907 | 22.2766 | 19.8014 | 65.5921 | 34.6524 | 42.078 | 24.7517 | 107.6701 | 21.039 | 21.039 | 22.2766 | 28.4645 | 139.8474 | 77.968 | 103.9573 | 14.851 | 14.851 | 309.3875 | 96.5318 | 0 | 95.2942 | 0 | 0 | 0 | 48.2659 | 34.6524 | 0 | 0 | 81.6808 | 0 | 0 | 0 | 84.1559 | 58.1666 | 84.1559 | 75.4928 | 87.8687 | 48.2659 | 160.8863 | 0 | 66.8297 | 24.7517 | 13.6135 | 29.7021 | 25.9893 | 0 | 59.4042 | 0 | 96.5318 | 0 | 80.4432 | 14.851 | 37.1276 | 51.9787 | 47.0283 | 18.5638 | 42.078 | 0 | 45.7907 | 27.2269 | 6.1879 | 28.4645 | 47.0283 | 38.3652 | 53.2163 | 34.6524 | 2.4752 | 9.9007 | 48.2659 | 0 | 30.9397 | 0 | 10.5071 | 28.8977 | 0 | 26.274 | 40.8404
8 | 74.6605 | 29.2767 | 57.0917 | 43.922 | 0 | 76.1222 | 27.815 | 0 | 0 | 0 | 102.4754 | 68.7996 | 49.769 | 20.4923 | 131.7521 | 36.5993 | 16.107 | 87.8302 | 65.8761 | 26.3532 | 20.4923 | 14.6453 | 10.2462 | 0 | 0 | 0 | 90.7675 | 24.8914 | 35.1376 | 0 | 62.9525 | 86.3684 | 33.6758 | 86.3684 | 48.3073 | 45.3837 | 0 | 0 | 37.2337 | 27.5805 | 51.024 | 51.024 | 24.8225 | 22.0644 | 73.0884 | 38.6127 | 46.8869 | 27.5805 | 119.9752 | 23.4434 | 23.4434 | 24.8225 | 31.7176 | 155.8299 | 86.8786 | 115.8382 | 16.5483 | 16.5483 | 344.7461 | 107.564 | 0 | 106.185 | 0 | 0 | 0 | 53.782 | 38.6127 | 0 | 0 | 91.0157 | 0 | 0 | 0 | 93.7738 | 64.8142 | 93.7738 | 84.1206 | 97.9108 | 53.782 | 179.2734 | 0 | 74.4674 | 27.5805 | 15.1693 | 33.0966 | 28.9595 | 0 | 66.1932 | 0 | 107.564 | 0 | 89.6367 | 16.5483 | 41.3708 | 57.9191 | 52.403 | 20.6854 | 46.8869 | 0 | 51.024 | 30.3386 | 6.8951 | 31.7176 | 52.403 | 42.7498 | 59.2981 | 38.6127 | 2.7581 | 11.0322 | 53.782 | 0 | 34.4756 | 0 | 11.7079 | 32.2003 | 0 | 29.2767 | 45.5079
9 | 78.4892 | 30.7781 | 60.0194 | 46.1744 | 0 | 80.0259 | 29.2414 | 0 | 0 | 0 | 107.7306 | 72.3278 | 52.3213 | 21.5432 | 138.5087 | 38.4762 | 16.933 | 92.3343 | 69.2543 | 27.7046 | 21.5432 | 15.3963 | 10.7716 | 0 | 0 | 0 | 95.4222 | 26.1679 | 36.9395 | 0 | 66.1809 | 90.7975 | 35.4028 | 90.7975 | 50.7846 | 47.7111 | 0 | 0 | 39.1431 | 28.9949 | 53.6406 | 53.6406 | 26.0954 | 23.1959 | 76.8365 | 40.5929 | 49.2913 | 28.9949 | 126.1278 | 24.6457 | 24.6457 | 26.0954 | 33.3441 | 163.8212 | 91.3339 | 121.7786 | 17.3969 | 17.3969 | 362.4254 | 113.0801 | 0 | 111.6304 | 0 | 0 | 0 | 56.5401 | 40.5929 | 0 | 0 | 95.6832 | 0 | 0 | 0 | 98.5827 | 68.138 | 98.5827 | 88.4345 | 102.9319 | 56.5401 | 188.4669 | 0 | 78.2862 | 28.9949 | 15.9472 | 34.7939 | 30.4446 | 0 | 69.5878 | 0 | 113.0801 | 0 | 94.2334 | 17.3969 | 43.4924 | 60.8893 | 55.0903 | 21.7462 | 49.2913 | 0 | 53.6406 | 31.8944 | 7.2487 | 33.3441 | 55.0903 | 44.9421 | 62.339 | 40.5929 | 2.8995 | 11.598 | 56.5401 | 0 | 36.2436 | 0 | 12.3083 | 33.8515 | 0 | 30.7781 | 47.8416
10 | 84.2323 | 33.0301 | 64.4111 | 49.553 | 0 | 85.8815 | 31.381 | 0 | 0 | 0 | 115.6133 | 77.6201 | 56.1497 | 23.1195 | 148.6434 | 41.2916 | 18.172 | 99.0904 | 74.3217 | 29.7318 | 23.1195 | 16.5229 | 11.5598 | 0 | 0 | 0 | 102.4043 | 28.0826 | 39.6424 | 0 | 71.0234 | 97.4413 | 37.9932 | 97.4413 | 54.5005 | 51.2022 | 0 | 0 | 42.0072 | 31.1165 | 57.5655 | 57.5655 | 28.0048 | 24.8932 | 82.4587 | 43.5631 | 52.898 | 31.1165 | 135.3567 | 26.449 | 26.449 | 28.0048 | 35.784 | 175.8081 | 98.0169 | 130.6892 | 18.6699 | 18.6699 | 388.9443 | 121.3543 | 0 | 119.7985 | 0 | 0 | 0 | 60.6771 | 43.5631 | 0 | 0 | 102.6844 | 0 | 0 | 0 | 105.796 | 73.1237 | 105.796 | 94.9053 | 110.4635 | 60.6771 | 202.2571 | 0 | 84.0145 | 31.1165 | 17.1141 | 37.3398 | 32.6723 | 0 | 74.6796 | 0 | 121.3543 | 0 | 101.1286 | 18.6699 | 46.6747 | 65.3446 | 59.1213 | 23.3374 | 52.898 | 0 | 57.5655 | 34.2281 | 7.7791 | 35.784 | 59.1213 | 48.2305 | 66.9004 | 43.5631 | 3.1116 | 12.4466 | 60.6771 | 0 | 38.8956 | 0 | 13.2089 | 36.3285 | 0 | 33.0301 | 51.3422
11 | 85.1895 | 33.4055 | 65.1431 | 50.1161 | 0 | 86.8574 | 31.7376 | 0 | 0 | 0 | 116.9271 | 78.5021 | 56.7878 | 23.3823 | 150.3326 | 41.7608 | 18.3785 | 100.2165 | 75.1663 | 30.0697 | 23.3823 | 16.7106 | 11.6911 | 0 | 0 | 0 | 103.568 | 28.4017 | 40.0929 | 0 | 71.8304 | 98.5485 | 38.425 | 98.5485 | 55.1198 | 51.784 | 0 | 0 | 42.4846 | 31.4701 | 58.2196 | 58.2196 | 28.3231 | 25.1761 | 83.3957 | 44.0581 | 53.4991 | 31.4701 | 136.8948 | 26.7496 | 26.7496 | 28.3231 | 36.1906 | 177.8059 | 99.1307 | 132.1743 | 18.882 | 18.882 | 393.3642 | 122.7333 | 0 | 121.1598 | 0 | 0 | 0 | 61.3666 | 44.0581 | 0 | 0 | 103.8513 | 0 | 0 | 0 | 106.9983 | 73.9547 | 106.9983 | 95.9837 | 111.7188 | 61.3666 | 204.5555 | 0 | 84.9692 | 31.4701 | 17.3085 | 37.7641 | 33.0436 | 0 | 75.5282 | 0 | 122.7333 | 0 | 102.2777 | 18.882 | 47.2051 | 66.0872 | 59.7931 | 23.6026 | 53.4991 | 0 | 58.2196 | 34.6171 | 7.8675 | 36.1906 | 59.7931 | 48.7786 | 67.6607 | 44.0581 | 3.147 | 12.588 | 61.3666 | 0 | 39.3376 | 0 | 13.3591 | 36.7413 | 0 | 33.4055 | 51.9256
12 | 80.4036 | 31.5288 | 61.4833 | 47.3006 | 0 | 81.9778 | 29.9546 | 0 | 0 | 0 | 110.3581 | 74.0919 | 53.5974 | 22.0687 | 141.8869 | 39.4147 | 17.346 | 94.5863 | 70.9435 | 28.3804 | 22.0687 | 15.7718 | 11.0343 | 0 | 0 | 0 | 97.7496 | 26.8061 | 37.8405 | 0 | 67.795 | 93.0121 | 36.2663 | 93.0121 | 52.0232 | 48.8748 | 0 | 0 | 40.0978 | 29.7021 | 54.9489 | 54.9489 | 26.7319 | 23.7617 | 78.7106 | 41.5829 | 50.4936 | 29.7021 | 129.2041 | 25.2468 | 25.2468 | 26.7319 | 34.1574 | 167.8168 | 93.5616 | 124.7488 | 17.8213 | 17.8213 | 371.265 | 115.8382 | 0 | 114.3531 | 0 | 0 | 0 | 57.9191 | 41.5829 | 0 | 0 | 98.0169 | 0 | 0 | 0 | 100.9871 | 69.7999 | 100.9871 | 90.5914 | 105.4424 | 57.9191 | 193.0636 | 0 | 80.1957 | 29.7021 | 16.3361 | 35.6425 | 31.1872 | 0 | 71.285 | 0 | 115.8382 | 0 | 96.5318 | 17.8213 | 44.5531 | 62.3744 | 56.434 | 22.2766 | 50.4936 | 0 | 54.9489 | 32.6723 | 7.4255 | 34.1574 | 56.434 | 46.0382 | 63.8595 | 41.5829 | 2.9702 | 11.8808 | 57.9191 | 0 | 37.1276 | 0 | 12.6085 | 34.6772 | 0 | 31.5288 | 49.0085
13 | 76.5748 | 30.0274 | 58.5556 | 45.0482 | 0 | 78.0741 | 28.5282 | 0 | 0 | 0 | 105.103 | 70.5637 | 51.0452 | 21.0178 | 135.1304 | 37.5378 | 16.52 | 90.0822 | 67.5652 | 27.0289 | 21.0178 | 15.0208 | 10.5089 | 0 | 0 | 0 | 93.0949 | 25.5297 | 36.0385 | 0 | 64.5667 | 88.583 | 34.5393 | 88.583 | 49.5459 | 46.5474 | 0 | 0 | 38.1884 | 28.2877 | 52.3323 | 52.3323 | 25.4589 | 22.6302 | 74.9624 | 39.6028 | 48.0891 | 28.2877 | 123.0515 | 24.0446 | 24.0446 | 25.4589 | 32.5309 | 159.8256 | 89.1063 | 118.8084 | 16.9726 | 16.9726 | 353.5858 | 110.3221 | 0 | 108.9077 | 0 | 0 | 0 | 55.161 | 39.6028 | 0 | 0 | 93.3494 | 0 | 0 | 0 | 96.1782 | 66.4761 | 96.1782 | 86.2775 | 100.4214 | 55.161 | 183.8701 | 0 | 76.3768 | 28.2877 | 15.5582 | 33.9453 | 29.7021 | 0 | 67.8905 | 0 | 110.3221 | 0 | 91.9351 | 16.9726 | 42.4316 | 59.4042 | 53.7466 | 21.2158 | 48.0891 | 0 | 52.3323 | 31.1165 | 7.0719 | 32.5309 | 53.7466 | 43.8459 | 60.8186 | 39.6028 | 2.8288 | 11.3151 | 55.161 | 0 | 35.3596 | 0 | 12.0081 | 33.0259 | 0 | 30.0274 | 46.6747
14 | 72.7461 | 28.526 | 55.6278 | 42.7958 | 0 | 74.1704 | 27.1017 | 0 | 0 | 0 | 99.8478 | 67.0355 | 48.4929 | 19.9669 | 128.3739 | 35.6609 | 15.694 | 85.5781 | 64.1869 | 25.6775 | 19.9669 | 14.2697 | 9.9834 | 0 | 0 | 0 | 88.4401 | 24.2532 | 34.2366 | 0 | 61.3384 | 84.1538 | 32.8123 | 84.1538 | 47.0686 | 44.2201 | 0 | 0 | 36.279 | 26.8733 | 49.7156 | 49.7156 | 24.186 | 21.4987 | 71.2143 | 37.6227 | 45.6846 | 26.8733 | 116.899 | 22.8423 | 22.8423 | 24.186 | 30.9043 | 151.8343 | 84.651 | 112.868 | 16.124 | 16.124 | 335.9065 | 104.806 | 0 | 103.4623 | 0 | 0 | 0 | 52.403 | 37.6227 | 0 | 0 | 88.682 | 0 | 0 | 0 | 91.3693 | 63.1523 | 91.3693 | 81.9636 | 95.4003 | 52.403 | 174.6766 | 0 | 72.558 | 26.8733 | 14.7803 | 32.248 | 28.217 | 0 | 64.496 | 0 | 104.806 | 0 | 87.3383 | 16.124 | 40.31 | 56.434 | 51.0593 | 20.155 | 45.6846 | 0 | 49.7156 | 29.5607 | 6.7183 | 30.9043 | 51.0593 | 41.6537 | 57.7776 | 37.6227 | 2.6873 | 10.7493 | 52.403 | 0 | 33.5917 | 0 | 11.4077 | 31.3746 | 0 | 28.526 | 44.341
15 | 84.2323 | 33.0301 | 64.4111 | 49.553 | 0 | 85.8815 | 31.381 | 0 | 0 | 0 | 115.6133 | 77.6201 | 56.1497 | 23.1195 | 148.6434 | 41.2916 | 18.172 | 99.0904 | 74.3217 | 29.7318 | 23.1195 | 16.5229 | 11.5598 | 0 | 0 | 0 | 102.4043 | 28.0826 | 39.6424 | 0 | 71.0234 | 97.4413 | 37.9932 | 97.4413 | 54.5005 | 51.2022 | 0 | 0 | 42.0072 | 31.1165 | 57.5655 | 57.5655 | 28.0048 | 24.8932 | 82.4587 | 43.5631 | 52.898 | 31.1165 | 135.3567 | 26.449 | 26.449 | 28.0048 | 35.784 | 175.8081 | 98.0169 | 130.6892 | 18.6699 | 18.6699 | 388.9443 | 121.3543 | 0 | 119.7985 | 0 | 0 | 0 | 60.6771 | 43.5631 | 0 | 0 | 102.6844 | 0 | 0 | 0 | 105.796 | 73.1237 | 105.796 | 94.9053 | 110.4635 | 60.6771 | 202.2571 | 0 | 84.0145 | 31.1165 | 17.1141 | 37.3398 | 32.6723 | 0 | 74.6796 | 0 | 121.3543 | 0 | 101.1286 | 18.6699 | 46.6747 | 65.3446 | 59.1213 | 23.3374 | 52.898 | 0 | 57.5655 | 34.2281 | 7.7791 | 35.784 | 59.1213 | 48.2305 | 66.9004 | 43.5631 | 3.1116 | 12.4466 | 60.6771 | 0 | 38.8956 | 0 | 13.2089 | 36.3285 | 0 | 33.0301 | 51.3422
16 | 86.1467 | 33.7808 | 65.875 | 50.6792 | 0 | 87.8333 | 32.0942 | 0 | 0 | 0 | 118.2409 | 79.3842 | 57.4258 | 23.645 | 152.0217 | 42.23 | 18.585 | 101.3425 | 76.0108 | 30.4075 | 23.645 | 16.8984 | 11.8225 | 0 | 0 | 0 | 104.7317 | 28.7209 | 40.5434 | 0 | 72.6375 | 99.6558 | 38.8567 | 99.6558 | 55.7392 | 52.3659 | 0 | 0 | 42.962 | 31.8237 | 58.8738 | 58.8738 | 28.6413 | 25.4589 | 84.3327 | 44.5531 | 54.1002 | 31.8237 | 138.433 | 27.0501 | 27.0501 | 28.6413 | 36.5972 | 179.8038 | 100.2446 | 133.6594 | 19.0942 | 19.0942 | 397.784 | 124.1123 | 0 | 122.5211 | 0 | 0 | 0 | 62.0562 | 44.5531 | 0 | 0 | 105.0181 | 0 | 0 | 0 | 108.2005 | 74.7856 | 108.2005 | 97.0622 | 112.974 | 62.0562 | 206.8539 | 0 | 85.9239 | 31.8237 | 17.503 | 38.1884 | 33.4149 | 0 | 76.3768 | 0 | 124.1123 | 0 | 103.4269 | 19.0942 | 47.7355 | 66.8297 | 60.465 | 23.8678 | 54.1002 | 0 | 58.8738 | 35.006 | 7.9559 | 36.5972 | 60.465 | 49.3267 | 68.4209 | 44.5531 | 3.1824 | 12.7295 | 62.0562 | 0 | 39.7796 | 0 | 13.5092 | 37.1541 | 0 | 33.7808 | 52.5091
17 | 81.3608 | 31.9041 | 62.2153 | 47.8637 | 0 | 82.9537 | 30.3112 | 0 | 0 | 0 | 111.6719 | 74.9739 | 54.2355 | 22.3314 | 143.576 | 39.8839 | 17.5525 | 95.7124 | 71.788 | 28.7182 | 22.3314 | 15.9596 | 11.1657 | 0 | 0 | 0 | 98.9133 | 27.1253 | 38.2909 | 0 | 68.6021 | 94.1194 | 36.698 | 94.1194 | 52.6425 | 49.4566 | 0 | 0 | 40.5752 | 30.0557 | 55.603 | 55.603 | 27.0501 | 24.0446 | 79.6476 | 42.078 | 51.0947 | 30.0557 | 130.7423 | 25.5473 | 25.5473 | 27.0501 | 34.564 | 169.8147 | 94.6754 | 126.2339 | 18.0334 | 18.0334 | 375.6849 | 117.2172 | 0 | 115.7144 | 0 | 0 | 0 | 58.6086 | 42.078 | 0 | 0 | 99.1838 | 0 | 0 | 0 | 102.1894 | 70.6309 | 102.1894 | 91.6699 | 106.6977 | 58.6086 | 195.362 | 0 | 81.1504 | 30.0557 | 16.5306 | 36.0668 | 31.5585 | 0 | 72.1337 | 0 | 117.2172 | 0 | 97.681 | 18.0334 | 45.0835 | 63.117 | 57.1058 | 22.5418 | 51.0947 | 0 | 55.603 | 33.0613 | 7.5139 | 34.564 | 57.1058 | 46.5863 | 64.6197 | 42.078 | 3.0056 | 12.0223 | 58.6086 | 0 | 37.5696 | 0 | 12.7586 | 35.09 | 0 | 31.9041 | 49.5919
18 | 85.1895 | 33.4055 | 65.1431 | 50.1161 | 0 | 86.8574 | 31.7376 | 0 | 0 | 0 | 116.9271 | 78.5021 | 56.7878 | 23.3823 | 150.3326 | 41.7608 | 18.3785 | 100.2165 | 75.1663 | 30.0697 | 23.3823 | 16.7106 | 11.6911 | 0 | 0 | 0 | 103.568 | 28.4017 | 40.0929 | 0 | 71.8304 | 98.5485 | 38.425 | 98.5485 | 55.1198 | 51.784 | 0 | 0 | 42.4846 | 31.4701 | 58.2196 | 58.2196 | 28.3231 | 25.1761 | 83.3957 | 44.0581 | 53.4991 | 31.4701 | 136.8948 | 26.7496 | 26.7496 | 28.3231 | 36.1906 | 177.8059 | 99.1307 | 132.1743 | 18.882 | 18.882 | 393.3642 | 122.7333 | 0 | 121.1598 | 0 | 0 | 0 | 61.3666 | 44.0581 | 0 | 0 | 103.8513 | 0 | 0 | 0 | 106.9983 | 73.9547 | 106.9983 | 95.9837 | 111.7188 | 61.3666 | 204.5555 | 0 | 84.9692 | 31.4701 | 17.3085 | 37.7641 | 33.0436 | 0 | 75.5282 | 0 | 122.7333 | 0 | 102.2777 | 18.882 | 47.2051 | 66.0872 | 59.7931 | 23.6026 | 53.4991 | 0 | 58.2196 | 34.6171 | 7.8675 | 36.1906 | 59.7931 | 48.7786 | 67.6607 | 44.0581 | 3.147 | 12.588 | 61.3666 | 0 | 39.3376 | 0 | 13.3591 | 36.7413 | 0 | 33.4055 | 51.9256
19 | 89.9754 | 35.2822 | 68.8028 | 52.9316 | 0 | 91.737 | 33.5206 | 0 | 0 | 0 | 123.496 | 82.9123 | 59.9781 | 24.6959 | 158.7782 | 44.1069 | 19.411 | 105.8466 | 79.3891 | 31.759 | 24.6959 | 17.6494 | 12.3479 | 0 | 0 | 0 | 109.3865 | 29.9973 | 42.3453 | 0 | 75.8659 | 104.085 | 40.5837 | 104.085 | 58.2165 | 54.6932 | 0 | 0 | 44.8714 | 33.2381 | 61.4904 | 61.4904 | 29.9143 | 26.5904 | 88.0809 | 46.5333 | 56.5047 | 33.2381 | 144.5856 | 28.2524 | 28.2524 | 29.9143 | 38.2238 | 187.795 | 104.6999 | 139.5998 | 19.9428 | 19.9428 | 415.4633 | 129.6284 | 0 | 127.9665 | 0 | 0 | 0 | 64.8142 | 46.5333 | 0 | 0 | 109.6856 | 0 | 0 | 0 | 113.0094 | 78.1094 | 113.0094 | 101.3761 | 117.9951 | 64.8142 | 216.0474 | 0 | 89.7428 | 33.2381 | 18.2809 | 39.8857 | 34.9 | 0 | 79.7713 | 0 | 129.6284 | 0 | 108.0237 | 19.9428 | 49.8571 | 69.7999 | 63.1523 | 24.9285 | 56.5047 | 0 | 61.4904 | 36.5619 | 8.3095 | 38.2238 | 63.1523 | 51.519 | 71.4618 | 46.5333 | 3.3238 | 13.2952 | 64.8142 | 0 | 41.5476 | 0 | 14.1096 | 38.8054 | 0 | 35.2822 | 54.8428
20 | 93.8042 | 36.7836 | 71.7306 | 55.184 | 0 | 95.6407 | 34.947 | 0 | 0 | 0 | 128.7512 | 86.4405 | 62.5303 | 25.7468 | 165.5347 | 45.9838 | 20.237 | 110.3507 | 82.7674 | 33.1104 | 25.7468 | 18.4005 | 12.8734 | 0 | 0 | 0 | 114.0412 | 31.2738 | 44.1472 | 0 | 79.0942 | 108.5141 | 42.3106 | 108.5141 | 60.6938 | 57.0206 | 0 | 0 | 46.7808 | 34.6524 | 64.107 | 64.107 | 31.1872 | 27.722 | 91.829 | 48.5134 | 58.9092 | 34.6524 | 150.7381 | 29.4546 | 29.4546 | 31.1872 | 39.8503 | 195.7863 | 109.1552 | 145.5403 | 20.7915 | 20.7915 | 433.1426 | 135.1445 | 0 | 133.4119 | 0 | 0 | 0 | 67.5723 | 48.5134 | 0 | 0 | 114.3531 | 0 | 0 | 0 | 117.8183 | 81.4332 | 117.8183 | 105.69 | 123.0162 | 67.5723 | 225.2409 | 0 | 93.5616 | 34.6524 | 19.0588 | 41.5829 | 36.3851 | 0 | 83.1659 | 0 | 135.1445 | 0 | 112.6204 | 20.7915 | 51.9787 | 72.7701 | 65.8396 | 25.9893 | 58.9092 | 0 | 64.107 | 38.1177 | 8.6631 | 39.8503 | 65.8396 | 53.7113 | 74.5028 | 48.5134 | 3.4652 | 13.861 | 67.5723 | 0 | 43.3156 | 0 | 14.71 | 40.4567 | 0 | 36.7836 | 57.1765
21 | 95.7185 | 37.5343 | 73.1944 | 56.3102 | 0 | 97.5926 | 35.6602 | 0 | 0 | 0 | 131.3787 | 88.2046 | 63.8065 | 26.2722 | 168.913 | 46.9222 | 20.65 | 112.6028 | 84.4565 | 33.7861 | 26.2722 | 18.776 | 13.1361 | 0 | 0 | 0 | 116.3686 | 31.9121 | 45.0482 | 0 | 80.7084 | 110.7287 | 43.1741 | 110.7287 | 61.9324 | 58.1843 | 0 | 0 | 47.7355 | 35.3596 | 65.4153 | 65.4153 | 31.8237 | 28.2877 | 93.703 | 49.5035 | 60.1114 | 35.3596 | 153.8144 | 30.0557 | 30.0557 | 31.8237 | 40.6636 | 199.7819 | 111.3829 | 148.5105 | 21.2158 | 21.2158 | 441.9822 | 137.9026 | 0 | 136.1346 | 0 | 0 | 0 | 68.9513 | 49.5035 | 0 | 0 | 116.6868 | 0 | 0 | 0 | 120.2228 | 83.0951 | 120.2228 | 107.8469 | 125.5267 | 68.9513 | 229.8376 | 0 | 95.471 | 35.3596 | 19.4478 | 42.4316 | 37.1276 | 0 | 84.8631 | 0 | 137.9026 | 0 | 114.9188 | 21.2158 | 53.0395 | 74.2552 | 67.1833 | 26.5197 | 60.1114 | 0 | 65.4153 | 38.8956 | 8.8399 | 40.6636 | 67.1833 | 54.8074 | 76.0232 | 49.5035 | 3.536 | 14.1439 | 68.9513 | 0 | 44.1995 | 0 | 15.0102 | 41.2824 | 0 | 37.5343 | 58.3434
22 | 86.1467 | 33.7808 | 65.875 | 50.6792 | 0 | 87.8333 | 32.0942 | 0 | 0 | 0 | 118.2409 | 79.3842 | 57.4258 | 23.645 | 152.0217 | 42.23 | 18.585 | 101.3425 | 76.0108 | 30.4075 | 23.645 | 16.8984 | 11.8225 | 0 | 0 | 0 | 104.7317 | 28.7209 | 40.5434 | 0 | 72.6375 | 99.6558 | 38.8567 | 99.6558 | 55.7392 | 52.3659 | 0 | 0 | 42.962 | 31.8237 | 58.8738 | 58.8738 | 28.6413 | 25.4589 | 84.3327 | 44.5531 | 54.1002 | 31.8237 | 138.433 | 27.0501 | 27.0501 | 28.6413 | 36.5972 | 179.8038 | 100.2446 | 133.6594 | 19.0942 | 19.0942 | 397.784 | 124.1123 | 0 | 122.5211 | 0 | 0 | 0 | 62.0562 | 44.5531 | 0 | 0 | 105.0181 | 0 | 0 | 0 | 108.2005 | 74.7856 | 108.2005 | 97.0622 | 112.974 | 62.0562 | 206.8539 | 0 | 85.9239 | 31.8237 | 17.503 | 38.1884 | 33.4149 | 0 | 76.3768 | 0 | 124.1123 | 0 | 103.4269 | 19.0942 | 47.7355 | 66.8297 | 60.465 | 23.8678 | 54.1002 | 0 | 58.8738 | 35.006 | 7.9559 | 36.5972 | 60.465 | 49.3267 | 68.4209 | 44.5531 | 3.1824 | 12.7295 | 62.0562 | 0 | 39.7796 | 0 | 13.5092 | 37.1541 | 0 | 33.7808 | 52.5091
23 | 83.2751 | 32.6548 | 63.6792 | 48.9899 | 0 | 84.9056 | 31.0244 | 0 | 0 | 0 | 114.2995 | 76.738 | 55.5116 | 22.8568 | 146.9543 | 40.8223 | 17.9655 | 97.9644 | 73.4771 | 29.3939 | 22.8568 | 16.3351 | 11.4284 | 0 | 0 | 0 | 101.2407 | 27.7635 | 39.1919 | 0 | 70.2163 | 96.334 | 37.5615 | 96.334 | 53.8812 | 50.6203 | 0 | 0 | 41.5299 | 30.7629 | 56.9113 | 56.9113 | 27.6866 | 24.6103 | 81.5216 | 43.068 | 52.2969 | 30.7629 | 133.8185 | 26.1485 | 26.1485 | 27.6866 | 35.3773 | 173.8103 | 96.9031 | 129.2041 | 18.4577 | 18.4577 | 384.5245 | 119.9752 | 0 | 118.4371 | 0 | 0 | 0 | 59.9876 | 43.068 | 0 | 0 | 101.5175 | 0 | 0 | 0 | 104.5938 | 72.2928 | 104.5938 | 93.8268 | 109.2082 | 59.9876 | 199.9587 | 0 | 83.0598 | 30.7629 | 16.9196 | 36.9155 | 32.301 | 0 | 73.8309 | 0 | 119.9752 | 0 | 99.9794 | 18.4577 | 46.1443 | 64.6021 | 58.4495 | 23.0722 | 52.2969 | 0 | 56.9113 | 33.8392 | 7.6907 | 35.3773 | 58.4495 | 47.6825 | 66.1402 | 43.068 | 3.0763 | 12.3052 | 59.9876 | 0 | 38.4536 | 0 | 13.0588 | 35.9157 | 0 | 32.6548 | 50.7588
24 | 78.4892 | 30.7781 | 60.0194 | 46.1744 | 0 | 80.0259 | 29.2414 | 0 | 0 | 0 | 107.7306 | 72.3278 | 52.3213 | 21.5432 | 138.5087 | 38.4762 | 16.933 | 92.3343 | 69.2543 | 27.7046 | 21.5432 | 15.3963 | 10.7716 | 0 | 0 | 0 | 95.4222 | 26.1679 | 36.9395 | 0 | 66.1809 | 90.7975 | 35.4028 | 90.7975 | 50.7846 | 47.7111 | 0 | 0 | 39.1431 | 28.9949 | 53.6406 | 53.6406 | 26.0954 | 23.1959 | 76.8365 | 40.5929 | 49.2913 | 28.9949 | 126.1278 | 24.6457 | 24.6457 | 26.0954 | 33.3441 | 163.8212 | 91.3339 | 121.7786 | 17.3969 | 17.3969 | 362.4254 | 113.0801 | 0 | 111.6304 | 0 | 0 | 0 | 56.5401 | 40.5929 | 0 | 0 | 95.6832 | 0 | 0 | 0 | 98.5827 | 68.138 | 98.5827 | 88.4345 | 102.9319 | 56.5401 | 188.4669 | 0 | 78.2862 | 28.9949 | 15.9472 | 34.7939 | 30.4446 | 0 | 69.5878 | 0 | 113.0801 | 0 | 94.2334 | 17.3969 | 43.4924 | 60.8893 | 55.0903 | 21.7462 | 49.2913 | 0 | 53.6406 | 31.8944 | 7.2487 | 33.3441 | 55.0903 | 44.9421 | 62.339 | 40.5929 | 2.8995 | 11.598 | 56.5401 | 0 | 36.2436 | 0 | 12.3083 | 33.8515 | 0 | 30.7781 | 47.8416